## 00_文件索引
分类 | 文件 | 相对路径 | 说明 | 大小_字节
01_现实性审计 | realism_audit.csv | csv/01_现实性审计/realism_audit.csv | 19 项现实性判据审计结果（两域） | 4948
02_参数率定 | dry_first_calibration.csv | csv/02_参数率定/dry_first_calibration.csv | 干式优先冷却切换阈值率定扫描 | 1199
03_基线对比/ha | baseline_delta.csv | csv/03_基线对比/ha/baseline_delta.csv | [HA] 有/无 AI 数据中心的全期差值（剔除城市自然增长） | 2657
03_基线对比/co | baseline_delta.csv | csv/03_基线对比/co/baseline_delta.csv | [CO] 有/无 AI 数据中心的全期差值（剔除城市自然增长） | 2712
04_容量扫描/ha | capacity_scan.csv | csv/04_容量扫描/ha/capacity_scan.csv | [HA] 0–2000 MW 容量扫描原始逐点结果 | 32761
04_容量扫描/co | capacity_scan.csv | csv/04_容量扫描/co/capacity_scan.csv | [CO] 0–2000 MW 容量扫描原始逐点结果 | 32307
04_容量扫描/ha | capacity_threshold.csv | csv/04_容量扫描/ha/capacity_threshold.csv | [HA] 承载容量(CAWCC)判定结果与限制约束 | 34981
04_容量扫描/co | capacity_threshold.csv | csv/04_容量扫描/co/capacity_threshold.csv | [CO] 承载容量(CAWCC)判定结果与限制约束 | 33231
04_容量扫描/ha | constraint_boundaries.csv | csv/04_容量扫描/ha/constraint_boundaries.csv | [HA] 各约束的首次失效容量与裕度 | 797
04_容量扫描/co | constraint_boundaries.csv | csv/04_容量扫描/co/constraint_boundaries.csv | [CO] 各约束的首次失效容量与裕度 | 722
04_容量扫描/ha | constraint_informativeness.csv | csv/04_容量扫描/ha/constraint_informativeness.csv | [HA] 约束可失效性诊断（恒真判据识别） | 791
04_容量扫描/co | constraint_informativeness.csv | csv/04_容量扫描/co/constraint_informativeness.csv | [CO] 约束可失效性诊断（恒真判据识别） | 789
04_容量扫描/ha | capacity_scan_corrected.csv | csv/04_容量扫描/ha/capacity_scan_corrected.csv | [HA] 按顺序无关瓶颈逻辑重标注的容量扫描 | 34166
04_容量扫描/co | capacity_scan_corrected.csv | csv/04_容量扫描/co/capacity_scan_corrected.csv | [CO] 按顺序无关瓶颈逻辑重标注的容量扫描 | 32455
04_容量扫描/ha | constraint_boundaries_corrected.csv | csv/04_容量扫描/ha/constraint_boundaries_corrected.csv | [HA] 修正后的逐约束首次失效表 | 797
04_容量扫描/co | constraint_boundaries_corrected.csv | csv/04_容量扫描/co/constraint_boundaries_corrected.csv | [CO] 修正后的逐约束首次失效表 | 722
04_容量扫描/ha | capacity_threshold_corrected.json | csv/04_容量扫描/ha/capacity_threshold_corrected.json | [HA] 修正后的日/年物理承载摘要 | 6368
04_容量扫描/co | capacity_threshold_corrected.json | csv/04_容量扫描/co/capacity_threshold_corrected.json | [CO] 修正后的日/年物理承载摘要 | 5609
04_容量扫描 | reservoir_sustainability_corrected.json | csv/04_容量扫描/reservoir_sustainability_corrected.json | 两年末库容不低于初始库容的可持续性诊断 | 38936
04_容量扫描 | reservoir_multiyear_10y.json | csv/04_容量扫描/reservoir_multiyear_10y.json | 10 年合成水文末库容与居民可靠度诊断 | 61189
05_干预与边际/ha | intervention_marginal.csv | csv/05_干预与边际/ha/intervention_marginal.csv | [HA] 各类干预方案对 CAWCC 的增益 | 771
05_干预与边际/co | intervention_marginal.csv | csv/05_干预与边际/co/intervention_marginal.csv | [CO] 各类干预方案对 CAWCC 的增益 | 854
05_干预与边际/ha | reuse_marginal_curve.csv | csv/05_干预与边际/ha/reuse_marginal_curve.csv | [HA] 再生水「处理能力」杠杆边际曲线（无效杠杆） | 411
05_干预与边际/co | reuse_marginal_curve.csv | csv/05_干预与边际/co/reuse_marginal_curve.csv | [CO] 再生水「处理能力」杠杆边际曲线（无效杠杆） | 488
05_干预与边际/ha | reuse_production_marginal_curve.csv | csv/05_干预与边际/ha/reuse_production_marginal_curve.csv | [HA] 再生水「产水量」杠杆边际曲线（真杠杆） | 544
05_干预与边际/co | reuse_production_marginal_curve.csv | csv/05_干预与边际/co/reuse_production_marginal_curve.csv | [CO] 再生水「产水量」杠杆边际曲线（真杠杆） | 541
05_干预与边际 | intervention_cost_benefit.csv | csv/05_干预与边际/intervention_cost_benefit.csv | 干预的投资区间与单位成本 万元/MW | 3348
05_干预与边际 | pareto_front.csv | csv/05_干预与边际/pareto_front.csv | 投资-增益-居民缺水 三维 Pareto 判定 | 2902
05_干预与边际 | cost_parameters.csv | csv/05_干预与边际/cost_parameters.csv | 造价参数表（含来源与来源性质） | 5222
06_机制实验/ha | reclaimed_coc_feedback.csv | csv/06_机制实验/ha/reclaimed_coc_feedback.csv | [HA] 再生水比例→水质约束 CoC→补水/排污 反馈链 | 1288
06_机制实验/co | reclaimed_coc_feedback.csv | csv/06_机制实验/co/reclaimed_coc_feedback.csv | [CO] 再生水比例→水质约束 CoC→补水/排污 反馈链 | 1305
06_机制实验/ha | reclaimed_net_substitution.csv | csv/06_机制实验/ha/reclaimed_net_substitution.csv | [HA] 毛替代率 vs 净替代率（置换效应） | 1565
06_机制实验/co | reclaimed_net_substitution.csv | csv/06_机制实验/co/reclaimed_net_substitution.csv | [CO] 毛替代率 vs 净替代率（置换效应） | 1527
06_机制实验/ha | technology_comparison.csv | csv/06_机制实验/ha/technology_comparison.csv | [HA] 七种冷却技术对照（一技术一工程） | 1591
06_机制实验/co | technology_comparison.csv | csv/06_机制实验/co/technology_comparison.csv | [CO] 七种冷却技术对照（一技术一工程） | 1637
06_机制实验/ha | policy_comparison.csv | csv/06_机制实验/ha/policy_comparison.csv | [HA] 三种分配政策对照（居民未满足量） | 753
06_机制实验/co | policy_comparison.csv | csv/06_机制实验/co/policy_comparison.csv | [CO] 三种分配政策对照（居民未满足量） | 663
07_情景矩阵/ha | state_pressure_matrix.csv | csv/07_情景矩阵/ha/state_pressure_matrix.csv | [HA] S×G 状态—压力 4×4 矩阵 | 2918
07_情景矩阵/co | state_pressure_matrix.csv | csv/07_情景矩阵/co/state_pressure_matrix.csv | [CO] S×G 状态—压力 4×4 矩阵 | 2894
07_情景矩阵/ha | heatwave_stress.csv | csv/07_情景矩阵/ha/heatwave_stress.csv | [HA] 热浪极端情景（连续 15 天 +6 ℃） | 438
07_情景矩阵/co | heatwave_stress.csv | csv/07_情景矩阵/co/heatwave_stress.csv | [CO] 热浪极端情景（连续 15 天 +6 ℃） | 430
08_不确定性/ha | morris.csv | csv/08_不确定性/ha/morris.csv | [HA] Morris 筛选（AI 侧参数） | 634
08_不确定性/co | morris.csv | csv/08_不确定性/co/morris.csv | [CO] Morris 筛选（AI 侧参数） | 634
08_不确定性/ha | sobol.csv | csv/08_不确定性/ha/sobol.csv | [HA] Sobol 方差分解（AI 侧参数） | 530
08_不确定性/co | sobol.csv | csv/08_不确定性/co/sobol.csv | [CO] Sobol 方差分解（AI 侧参数） | 529
08_不确定性/ha | city_morris.csv | csv/08_不确定性/ha/city_morris.csv | [HA] Morris 筛选（城市侧参数） | 2484
08_不确定性/co | city_morris.csv | csv/08_不确定性/co/city_morris.csv | [CO] Morris 筛选（城市侧参数） | 2479
08_不确定性/ha | morris_normalized.csv | csv/08_不确定性/ha/morris_normalized.csv | [HA] Morris 筛选（AI 侧参数，输入区间归一化） | 776
08_不确定性/co | morris_normalized.csv | csv/08_不确定性/co/morris_normalized.csv | [CO] Morris 筛选（AI 侧参数，输入区间归一化） | 779
08_不确定性/ha | city_morris_normalized.csv | csv/08_不确定性/ha/city_morris_normalized.csv | [HA] Morris 筛选（城市侧参数，输入区间归一化） | 2726
08_不确定性/co | city_morris_normalized.csv | csv/08_不确定性/co/city_morris_normalized.csv | [CO] Morris 筛选（城市侧参数，输入区间归一化） | 2727
08_不确定性/ha | city_sobol.csv | csv/08_不确定性/ha/city_sobol.csv | [HA] Sobol 方差分解（城市侧参数，未收敛） | 755
08_不确定性/co | city_sobol.csv | csv/08_不确定性/co/city_sobol.csv | [CO] Sobol 方差分解（城市侧参数，未收敛） | 759
08_不确定性/ha | probabilistic_thresholds.csv | csv/08_不确定性/ha/probabilistic_thresholds.csv | [HA] 概率承载阈值原始样本（40 样本版） | 6343
08_不确定性/co | probabilistic_thresholds.csv | csv/08_不确定性/co/probabilistic_thresholds.csv | [CO] 概率承载阈值原始样本（40 样本版） | 6317
08_不确定性/ha | probabilistic_summary.json | csv/08_不确定性/ha/probabilistic_summary.json | [HA] 概率承载阈值 P05/P50/P95 汇总（40 样本版） | 136
08_不确定性/co | probabilistic_summary.json | csv/08_不确定性/co/probabilistic_summary.json | [CO] 概率承载阈值 P05/P50/P95 汇总（40 样本版） | 135
08_不确定性/ha | probabilistic_large.csv | csv/08_不确定性/ha/probabilistic_large.csv | [HA] 概率承载阈值原始样本（历史样本版） | 156836
08_不确定性/co | probabilistic_large.csv | csv/08_不确定性/co/probabilistic_large.csv | [CO] 概率承载阈值原始样本（历史样本版） | 155940
08_不确定性/ha | probabilistic_large_summary.json | csv/08_不确定性/ha/probabilistic_large_summary.json | [HA] 历史样本分位数 + bootstrap 95% CI | 767
08_不确定性/co | probabilistic_large_summary.json | csv/08_不确定性/co/probabilistic_large_summary.json | [CO] 历史样本分位数 + bootstrap 95% CI | 791
08_不确定性/ha | probabilistic_corrected.csv | csv/08_不确定性/ha/probabilistic_corrected.csv | [HA] 最终修正版概率承载样本（1024 样本，50 MW 网格，物理/政策阈值分开） | 562703
08_不确定性/co | probabilistic_corrected.csv | csv/08_不确定性/co/probabilistic_corrected.csv | [CO] 最终修正版概率承载样本（1024 样本，50 MW 网格，物理/政策阈值分开） | 488246
08_不确定性/ha | probabilistic_corrected_summary.json | csv/08_不确定性/ha/probabilistic_corrected_summary.json | [HA] 最终修正版概率承载摘要（1024 样本，物理 CAWCC 与政策阈值） | 1628
08_不确定性/co | probabilistic_corrected_summary.json | csv/08_不确定性/co/probabilistic_corrected_summary.json | [CO] 最终修正版概率承载摘要（1024 样本，物理 CAWCC 与政策阈值） | 1683
08_不确定性 | probabilistic_grid_audit.json | csv/08_不确定性/probabilistic_grid_audit.json | 自适应容量网格与完整 50 MW 网格对照 | 4933
08_不确定性 | probabilistic_grid_audit_8.json | csv/08_不确定性/probabilistic_grid_audit_8.json | 8 个参数抽样点的自适应网格与完整 50 MW 网格对照 | 4933
08_不确定性 | probabilistic_sample_size_comparison.csv | csv/08_不确定性/probabilistic_sample_size_comparison.csv | 同一修订口径下 64 与 1024 样本的分位数和尾部概率对照 | 203
09_能源富集/ha | energy_rich_comparison.csv | csv/09_能源富集/ha/energy_rich_comparison.csv | [HA] 能源富集补充情景与常规情景对比 | 310
09_能源富集/co | energy_rich_comparison.csv | csv/09_能源富集/co/energy_rich_comparison.csv | [CO] 能源富集补充情景与常规情景对比 | 331
10_城市梯度 | city_gradient_capacity_scan.csv | csv/10_城市梯度/city_gradient_capacity_scan.csv | 25 个合成城市 × 41 容量点全量扫描 | 626396
10_城市梯度 | city_gradient_cawcc.csv | csv/10_城市梯度/city_gradient_cawcc.csv | 每个合成城市的 CAWCC 与限制约束 | 2445
10b_边界条件 | advanced_city_cawcc.csv | csv/10b_边界条件/advanced_city_cawcc.csv | 「政策已达标」城市的 CAWCC 与限制约束（4 变体 × 2 域） | 681
10b_边界条件 | advanced_city_interventions.csv | csv/10b_边界条件/advanced_city_interventions.csv | 同一干预在达标城市上的增益（结论适用边界） | 1230
10b_边界条件 | advanced_city_indicators.csv | csv/10b_边界条件/advanced_city_indicators.csv | 达标变体的城市侧指标复核（确认真的达标了） | 573
10c_现实尺度诊断 | realistic_scale_scan.csv | csv/10c_现实尺度诊断/realistic_scale_scan.csv | 城市规模 × AI 装机的二维重扫（现实区间约束不触发） | 9344
10c_现实尺度诊断 | realistic_scale_first_binding.csv | csv/10c_现实尺度诊断/realistic_scale_first_binding.csv | 各人口规模下首个触及约束的 AI 装机 | 453
10c_现实尺度诊断 | constraint_binding_diagnosis.csv | csv/10c_现实尺度诊断/constraint_binding_diagnosis.csv | 逐点约束越界诊断（50 MW 步长，全部约束值 + 阈值） | 9149
10c_现实尺度诊断 | experiment_design_audit.csv | csv/10c_现实尺度诊断/experiment_design_audit.csv | 实验设计自洽性与现实性硬检查（34 项判定） | 8039
11_文献对标 | literature_benchmark.csv | csv/11_文献对标/literature_benchmark.csv | 模型 WUE/PUE vs 披露值与行业基准 | 65392
11_文献对标 | literature_benchmark_sources.csv | csv/11_文献对标/literature_benchmark_sources.csv | 对标值来源清单与来源性质 | 2548
11_文献对标 | literature_benchmark_model.csv | csv/11_文献对标/literature_benchmark_model.csv | 参与对标的模型侧取值 | 2423
11_文献对标 | literature_benchmark_city.csv | csv/11_文献对标/literature_benchmark_city.csv | 城市侧指标 vs 官方标准与政策锚点（含判定） | 22257
11_文献对标 | literature_benchmark_city_sources.csv | csv/11_文献对标/literature_benchmark_city_sources.csv | 城市侧对标锚点（含比较方式与对标口径） | 3384
11_文献对标 | literature_benchmark_city_model.csv | csv/11_文献对标/literature_benchmark_city_model.csv | 模型城市侧取值（同一指标多口径并列） | 3753
11_文献对标 | literature_benchmark_caliber.csv | csv/11_文献对标/literature_benchmark_caliber.csv | 口径冲突警示 4 例（跨文献比较前必读） | 2731
12_自检 | r2_verification.json | csv/12_自检/r2_verification.json | V1–V12 机器自检结果 | 86792
13_逐日过程_抽样 | system_daily_sampled.csv | csv/13_逐日过程_抽样/system_daily_sampled.csv | 10,980 行，逐日每 3 日取一点（全量见仓库） | 8028213
13_逐日过程_抽样 | area_daily_sampled.csv | csv/13_逐日过程_抽样/area_daily_sampled.csv | 10,980 行，逐日每 3 日取一点（全量见仓库） | 4058513
13_逐日过程_抽样 | data_center_daily_sampled.csv | csv/13_逐日过程_抽样/data_center_daily_sampled.csv | 10,980 行，逐日每 3 日取一点（全量见仓库） | 5191134
13_逐日过程_抽样 | system_monthly_all.csv | csv/13_逐日过程_抽样/system_monthly_all.csv | 1,080 行，全情景月聚合（全量） | 836572
13_逐日过程_抽样 | component_daily_sampled.csv | csv/13_逐日过程_抽样/component_daily_sampled.csv | 39,420 行，组件级逐日每 10 日取一点（单独成册） | 14921059
13_逐日过程_抽样 | manifest.csv | csv/13_逐日过程_抽样/manifest.csv | 45 个情景的元数据与关键 KPI（全量） | 9556

## 01_核心结果
域 | 类别 | 指标 | 值 | 单位 | 说明
D-HA 缺水—高冷负荷端 | 承载容量 | CAWCC(年尺度) | 1300 | MW | 修正后 50 MW 扫描; 限制约束: reclaimed_water_substitution_ratio
D-HA 缺水—高冷负荷端 | 承载容量 | CAWCC(日尺度) | 1150 | MW | 修正后 50 MW 扫描; 限制约束: max_source_abstraction_ratio
D-HA 缺水—高冷负荷端 | 承载容量 | CAWCC(小时尺度) | 1100 | MW | 历史 R2 产物; 限制约束: hourly_max_wtw_utilization
D-HA 缺水—高冷负荷端 | 干预增益 | baseline | 1100 | MW | 相对同网格 baseline 增益 +0 MW
D-HA 缺水—高冷负荷端 | 干预增益 | wtw_plus_10pct | 1100 | MW | 相对同网格 baseline 增益 +0 MW
D-HA 缺水—高冷负荷端 | 干预增益 | wtw_plus_20pct | 1100 | MW | 相对同网格 baseline 增益 +0 MW
D-HA 缺水—高冷负荷端 | 干预增益 | reuse_plus_50pct | 1100 | MW | 相对同网格 baseline 增益 +0 MW
D-HA 缺水—高冷负荷端 | 干预增益 | reuse_plus_100pct | 1100 | MW | 相对同网格 baseline 增益 +0 MW
D-HA 缺水—高冷负荷端 | 干预增益 | wwtw_plus_20pct | 1100 | MW | 相对同网格 baseline 增益 +0 MW
D-HA 缺水—高冷负荷端 | 干预增益 | local_connection_plus_50pct | 1100 | MW | 相对同网格 baseline 增益 +0 MW
D-HA 缺水—高冷负荷端 | 干预增益 | grid_plus_50pct | 1100 | MW | 相对同网格 baseline 增益 +0 MW
D-HA 缺水—高冷负荷端 | 干预增益 | leakage_minus_30pct | 1300 | MW | 相对同网格 baseline 增益 +200 MW
D-HA 缺水—高冷负荷端 | 干预增益 | combined_upgrade | 1300 | MW | 相对同网格 baseline 增益 +200 MW
D-HA 缺水—高冷负荷端 | 概率承载 | CAWCC P05 (1024 样本) | 950 | MW | bootstrap 95%CI [950.0, 1000.0]; 1024 样本; 修正版物理 CAWCC
D-HA 缺水—高冷负荷端 | 概率承载 | CAWCC P50 (1024 样本) | 1050 | MW | bootstrap 95%CI [1050.0, 1100.0]; 1024 样本; 修正版物理 CAWCC
D-HA 缺水—高冷负荷端 | 概率承载 | CAWCC P95 (1024 样本) | 1200 | MW | bootstrap 95%CI [1200.0, 1200.0]; 1024 样本; 修正版物理 CAWCC
D-HA 缺水—高冷负荷端 | 概率承载 | 1000 MW 超限概率 (1024 样本) | 0.0625 | - | bootstrap 95%CI [0.048828125, 0.078125]
D-HA 缺水—高冷负荷端 | 政策合规阈值 | 再生水政策阈值 P05 (1024 样本) | 1150 | MW | bootstrap 95%CI [1100.0, 1150.0]; 2000 MW 上界处须检查右删失
D-HA 缺水—高冷负荷端 | 政策合规阈值 | 再生水政策阈值 P50 (1024 样本) | 1250 | MW | bootstrap 95%CI [1250.0, 1250.0]; 2000 MW 上界处须检查右删失
D-HA 缺水—高冷负荷端 | 政策合规阈值 | 再生水政策阈值 P95 (1024 样本) | 1350 | MW | bootstrap 95%CI [1350.0, 1350.0]; 2000 MW 上界处须检查右删失
D-HA 缺水—高冷负荷端 | 库容可持续性 | 两年末库容不低于初始库容的最大容量 | 150 | MW | 50 MW 网格；仅为两年合成驱动诊断，不等同多年可靠供水能力
D-HA 缺水—高冷负荷端 | 城市侧敏感性 | Morris 首位参数(max_source_abstraction_ratio) | components.RES1.abstraction_capacity_ml_day | - | mu* = 0.2409
D-HA 缺水—高冷负荷端 | 城市侧敏感性 | Morris 首位参数(max_wtw_utilization) | components.WTW1.daily_capacity_ml | - | mu* = 0.2876
D-HA 缺水—高冷负荷端 | 能源富集 | 常规 CAWCC(日) | 1150 | MW | 限制约束: max_wtw_utilization
D-HA 缺水—高冷负荷端 | 能源富集 | 能源富集 CAWCC(日) | 1150 | MW | 限制约束: max_wtw_utilization
D-HA 缺水—高冷负荷端 | 情景矩阵 | S×G 最不利状态（按系统可靠性） | S2 | - | system_reliability_fraction = 0.601
D-HA 缺水—高冷负荷端 | 热浪 | 热浪下最大 max_wtw_utilization | 0.98 | - | 3 个容量点，判据阈值 0.95
D-HA 缺水—高冷负荷端 | 成本效益 | 单位成本最优干预 | leakage_minus_30pct | 万元/MW | 13.8 万元/MW，投资中值 2767 万元，增益 200 MW
D-HA 缺水—高冷负荷端 | 瓶颈分工 | 基线限制约束 | max_wtw_utilization | - | 决定扩容瓶颈在物理水侧还是电网侧
D-HA 缺水—高冷负荷端 | 瓶颈分工 | 零增益但仍需投资的干预数 | 6 | 个 | 合计投资中值 118,293 万元，CAWCC 增益均为 0 MW
D-HA 缺水—高冷负荷端 | 城市侧外部效度 | 综合漏损率｜配水干管(DM1) | 12 | pct | vs CJJ92-2016 评定标准 一级：超标（>限值）（偏差 +2.00）
D-HA 缺水—高冷负荷端 | 城市侧外部效度 | 综合漏损率｜配水干管(DM1) | 12 | pct | vs CJJ92-2016 评定标准 二级：达标（≤限值）（偏差 -0.00）
D-HA 缺水—高冷负荷端 | 城市侧外部效度 | 综合漏损率｜配水干管(DM1) | 12 | pct | vs 全国实际水平(2023 年鉴口径)：低于参考（偏差 -0.76）
D-HA 缺水—高冷负荷端 | 城市侧外部效度 | 综合漏损率｜配水干管(DM1) | 12 | pct | vs 政策目标 2025：超标（>限值）（偏差 +3.00）
D-HA 缺水—高冷负荷端 | 城市侧外部效度 | 综合漏损率｜输配全链(SC1+TM1+DM1 串联) | 13.32 | pct | vs CJJ92-2016 评定标准 一级：超标（>限值）（偏差 +3.32）
D-HA 缺水—高冷负荷端 | 城市侧外部效度 | 综合漏损率｜输配全链(SC1+TM1+DM1 串联) | 13.32 | pct | vs CJJ92-2016 评定标准 二级：超标（>限值）（偏差 +1.32）
D-HA 缺水—高冷负荷端 | 城市侧外部效度 | 综合漏损率｜输配全链(SC1+TM1+DM1 串联) | 13.32 | pct | vs 全国实际水平(2023 年鉴口径)：高于参考（偏差 +0.56）
D-HA 缺水—高冷负荷端 | 城市侧外部效度 | 综合漏损率｜输配全链(SC1+TM1+DM1 串联) | 13.32 | pct | vs 政策目标 2025：超标（>限值）（偏差 +4.32）
D-HA 缺水—高冷负荷端 | 城市侧外部效度 | 综合漏损率｜系统口径(漏损/(漏损+供水)) | 11.81 | pct | vs CJJ92-2016 评定标准 一级：超标（>限值）（偏差 +1.81）
D-HA 缺水—高冷负荷端 | 城市侧外部效度 | 综合漏损率｜系统口径(漏损/(漏损+供水)) | 11.81 | pct | vs CJJ92-2016 评定标准 二级：达标（≤限值）（偏差 -0.19）
D-HA 缺水—高冷负荷端 | 城市侧外部效度 | 综合漏损率｜系统口径(漏损/(漏损+供水)) | 11.81 | pct | vs 全国实际水平(2023 年鉴口径)：低于参考（偏差 -0.95）
D-HA 缺水—高冷负荷端 | 城市侧外部效度 | 综合漏损率｜系统口径(漏损/(漏损+供水)) | 11.81 | pct | vs 政策目标 2025：超标（>限值）（偏差 +2.81）
D-HA 缺水—高冷负荷端 | 城市侧外部效度 | 人均生活用水｜居民生活(domestic) 平均日 | 163.53 | L/(人·d) | vs GB50013-2018 平均日 Ⅱ型大城市 一区：在区间内（偏差 +0.00）
D-HA 缺水—高冷负荷端 | 城市侧外部效度 | 人均生活用水｜居民生活(domestic) 平均日 | 163.53 | L/(人·d) | vs GB50013-2018 平均日 Ⅱ型大城市 二区：在区间内（偏差 +0.00）
D-HA 缺水—高冷负荷端 | 城市侧外部效度 | 人均生活用水｜居民生活(domestic) 最高日 | 185.72 | L/(人·d) | vs GB50013-2018 最高日 Ⅱ型大城市 一区：在区间外（偏差 +34.28）
D-HA 缺水—高冷负荷端 | 城市侧外部效度 | 人均生活用水｜居民生活(domestic) 最高日 | 185.72 | L/(人·d) | vs GB50013-2018 最高日 Ⅱ型大城市 二区：在区间内（偏差 +0.00）
D-HA 缺水—高冷负荷端 | 城市侧外部效度 | 人均生活用水｜居民生活+市政杂用(综合生活代理) 平均日 | 183.23 | L/(人·d) | vs GB50013-2018 平均日 Ⅱ型大城市 一区：在区间内（偏差 +0.00）
D-HA 缺水—高冷负荷端 | 城市侧外部效度 | 人均生活用水｜居民生活+市政杂用(综合生活代理) 平均日 | 183.23 | L/(人·d) | vs GB50013-2018 平均日 Ⅱ型大城市 二区：在区间外（偏差 +13.23）
D-HA 缺水—高冷负荷端 | 城市侧外部效度 | 人均生活用水｜居民生活+市政杂用(综合生活代理) 最高日 | 209.91 | L/(人·d) | vs GB50013-2018 最高日 Ⅱ型大城市 一区：在区间外（偏差 +10.09）
D-HA 缺水—高冷负荷端 | 城市侧外部效度 | 人均生活用水｜居民生活+市政杂用(综合生活代理) 最高日 | 209.91 | L/(人·d) | vs GB50013-2018 最高日 Ⅱ型大城市 二区：在区间内（偏差 +0.00）
D-HA 缺水—高冷负荷端 | 城市侧外部效度 | 再生水利用率｜政策口径(再生水/污水处理量) | 16.04 | pct | vs 十四五目标 地级及以上缺水城市：未达标（<目标）（偏差 -8.96）
D-HA 缺水—高冷负荷端 | 城市侧外部效度 | 再生水利用率｜政策口径(再生水/污水处理量) | 16.04 | pct | vs 十四五基准年水平：低于参考（偏差 -3.96）
D-HA 缺水—高冷负荷端 | 城市侧外部效度 | 再生水利用率｜政策口径(再生水/污水处理量) | 16.04 | pct | vs 京津冀目标：未达标（<目标）（偏差 -18.96）
D-HA 缺水—高冷负荷端 | 城市侧外部效度 | 再生水利用率｜模型口径(再生水/总供水量) | 12.94 | pct | vs 十四五目标 地级及以上缺水城市：未达标（<目标）（偏差 -12.06）
D-HA 缺水—高冷负荷端 | 城市侧外部效度 | 再生水利用率｜模型口径(再生水/总供水量) | 12.94 | pct | vs 十四五基准年水平：低于参考（偏差 -7.06）
D-HA 缺水—高冷负荷端 | 城市侧外部效度 | 再生水利用率｜模型口径(再生水/总供水量) | 12.94 | pct | vs 京津冀目标：未达标（<目标）（偏差 -22.06）
D-CO 气候凉爽端 | 承载容量 | CAWCC(年尺度) | 1700 | MW | 修正后 50 MW 扫描; 限制约束: mean_daily_average_grid_connection_ratio
D-CO 气候凉爽端 | 承载容量 | CAWCC(日尺度) | 1450 | MW | 修正后 50 MW 扫描; 限制约束: max_daily_average_grid_connection_ratio
D-CO 气候凉爽端 | 承载容量 | CAWCC(小时尺度) | 1350 | MW | 历史 R2 产物; 限制约束: hourly_max_daily_average_grid_connection_ratio
D-CO 气候凉爽端 | 干预增益 | baseline | 1400 | MW | 相对同网格 baseline 增益 +0 MW
D-CO 气候凉爽端 | 干预增益 | wtw_plus_10pct | 1400 | MW | 相对同网格 baseline 增益 +0 MW
D-CO 气候凉爽端 | 干预增益 | wtw_plus_20pct | 1400 | MW | 相对同网格 baseline 增益 +0 MW
D-CO 气候凉爽端 | 干预增益 | reuse_plus_50pct | 1400 | MW | 相对同网格 baseline 增益 +0 MW
D-CO 气候凉爽端 | 干预增益 | reuse_plus_100pct | 1400 | MW | 相对同网格 baseline 增益 +0 MW
D-CO 气候凉爽端 | 干预增益 | wwtw_plus_20pct | 1400 | MW | 相对同网格 baseline 增益 +0 MW
D-CO 气候凉爽端 | 干预增益 | local_connection_plus_50pct | 1400 | MW | 相对同网格 baseline 增益 +0 MW
D-CO 气候凉爽端 | 干预增益 | grid_plus_50pct | 1500 | MW | 相对同网格 baseline 增益 +100 MW
D-CO 气候凉爽端 | 干预增益 | leakage_minus_30pct | 1400 | MW | 相对同网格 baseline 增益 +0 MW
D-CO 气候凉爽端 | 干预增益 | combined_upgrade | 1400 | MW | 相对同网格 baseline 增益 +0 MW
D-CO 气候凉爽端 | 概率承载 | CAWCC P05 (1024 样本) | 1250 | MW | bootstrap 95%CI [1250.0, 1250.0]; 1024 样本; 修正版物理 CAWCC
D-CO 气候凉爽端 | 概率承载 | CAWCC P50 (1024 样本) | 1350 | MW | bootstrap 95%CI [1350.0, 1400.0]; 1024 样本; 修正版物理 CAWCC
D-CO 气候凉爽端 | 概率承载 | CAWCC P95 (1024 样本) | 1500 | MW | bootstrap 95%CI [1500.0, 1500.0]; 1024 样本; 修正版物理 CAWCC
D-CO 气候凉爽端 | 概率承载 | 1000 MW 超限概率 (1024 样本) | 0 | - | bootstrap 95%CI [0.0, 0.0]
D-CO 气候凉爽端 | 政策合规阈值 | 再生水政策阈值 P05 (1024 样本) | 1800 | MW | bootstrap 95%CI [1750.0, 1800.0]; 2000 MW 上界处须检查右删失
D-CO 气候凉爽端 | 政策合规阈值 | 再生水政策阈值 P50 (1024 样本) | 2000 | MW | bootstrap 95%CI [2000.0, 2000.0]; 2000 MW 上界处须检查右删失
D-CO 气候凉爽端 | 政策合规阈值 | 再生水政策阈值 P95 (1024 样本) | 2000 | MW | bootstrap 95%CI [2000.0, 2000.0]; 2000 MW 上界处须检查右删失
D-CO 气候凉爽端 | 库容可持续性 | 两年末库容不低于初始库容的最大容量 | 900 | MW | 50 MW 网格；仅为两年合成驱动诊断，不等同多年可靠供水能力
D-CO 气候凉爽端 | 城市侧敏感性 | Morris 首位参数(max_source_abstraction_ratio) | components.RES1.abstraction_capacity_ml_day | - | mu* = 0.341
D-CO 气候凉爽端 | 城市侧敏感性 | Morris 首位参数(max_wtw_utilization) | components.WTW1.daily_capacity_ml | - | mu* = 0.3124
D-CO 气候凉爽端 | 能源富集 | 常规 CAWCC(日) | 1450 | MW | 限制约束: max_daily_average_grid_connection_ratio
D-CO 气候凉爽端 | 能源富集 | 能源富集 CAWCC(日) | 1550 | MW | 限制约束: max_wtw_utilization
D-CO 气候凉爽端 | 情景矩阵 | S×G 最不利状态（按系统可靠性） | S2 | - | system_reliability_fraction = 0.651
D-CO 气候凉爽端 | 热浪 | 热浪下最大 max_wtw_utilization | 0.96827 | - | 3 个容量点，判据阈值 0.95
D-CO 气候凉爽端 | 成本效益 | 单位成本最优干预 | grid_plus_50pct | 万元/MW | 449.2 万元/MW，投资中值 44921 万元，增益 100 MW
D-CO 气候凉爽端 | 瓶颈分工 | 基线限制约束 | max_daily_average_grid_connection_ratio | - | 决定扩容瓶颈在物理水侧还是电网侧
D-CO 气候凉爽端 | 瓶颈分工 | 零增益但仍需投资的干预数 | 7 | 个 | 合计投资中值 96,024 万元，CAWCC 增益均为 0 MW
D-CO 气候凉爽端 | 边界条件(达标城市) | baseline｜日 CAWCC | 1450 | MW | 相对现状 +0 MW；限制约束 max_daily_average_grid_connection_ratio
D-CO 气候凉爽端 | 边界条件(达标城市) | leakage_09｜日 CAWCC | 1450 | MW | 相对现状 +0 MW；限制约束 max_daily_average_grid_connection_ratio
D-CO 气候凉爽端 | 边界条件(达标城市) | reuse_25｜日 CAWCC | 1450 | MW | 相对现状 +0 MW；限制约束 max_daily_average_grid_connection_ratio
D-CO 气候凉爽端 | 边界条件(达标城市) | both｜日 CAWCC | 1450 | MW | 相对现状 +0 MW；限制约束 max_daily_average_grid_connection_ratio
D-CO 气候凉爽端 | 边界条件(达标城市) | baseline｜leakage_minus_30pct 增益 | 0 | MW | 干预后 1450 MW，限制约束 max_daily_average_grid_connection_ratio
D-CO 气候凉爽端 | 边界条件(达标城市) | baseline｜grid_plus_50pct 增益 | 100 | MW | 干预后 1550 MW，限制约束 max_wtw_utilization
D-CO 气候凉爽端 | 边界条件(达标城市) | leakage_09｜leakage_minus_30pct 增益 | 0 | MW | 干预后 1450 MW，限制约束 max_daily_average_grid_connection_ratio
D-CO 气候凉爽端 | 边界条件(达标城市) | leakage_09｜grid_plus_50pct 增益 | 100 | MW | 干预后 1550 MW，限制约束 max_local_connection_ratio
D-CO 气候凉爽端 | 边界条件(达标城市) | reuse_25｜leakage_minus_30pct 增益 | 0 | MW | 干预后 1450 MW，限制约束 max_daily_average_grid_connection_ratio
D-CO 气候凉爽端 | 边界条件(达标城市) | reuse_25｜grid_plus_50pct 增益 | 100 | MW | 干预后 1550 MW，限制约束 max_local_connection_ratio
D-CO 气候凉爽端 | 边界条件(达标城市) | both｜leakage_minus_30pct 增益 | 0 | MW | 干预后 1450 MW，限制约束 max_daily_average_grid_connection_ratio
D-CO 气候凉爽端 | 边界条件(达标城市) | both｜grid_plus_50pct 增益 | 100 | MW | 干预后 1550 MW，限制约束 max_local_connection_ratio
D-CO 气候凉爽端 | 城市侧外部效度 | 综合漏损率｜配水干管(DM1) | 12 | pct | vs CJJ92-2016 评定标准 一级：超标（>限值）（偏差 +2.00）
D-CO 气候凉爽端 | 城市侧外部效度 | 综合漏损率｜配水干管(DM1) | 12 | pct | vs CJJ92-2016 评定标准 二级：超标（>限值）（偏差 +0.00）
D-CO 气候凉爽端 | 城市侧外部效度 | 综合漏损率｜配水干管(DM1) | 12 | pct | vs 全国实际水平(2023 年鉴口径)：低于参考（偏差 -0.76）
D-CO 气候凉爽端 | 城市侧外部效度 | 综合漏损率｜配水干管(DM1) | 12 | pct | vs 政策目标 2025：超标（>限值）（偏差 +3.00）
D-CO 气候凉爽端 | 城市侧外部效度 | 综合漏损率｜输配全链(SC1+TM1+DM1 串联) | 13.32 | pct | vs CJJ92-2016 评定标准 一级：超标（>限值）（偏差 +3.32）
D-CO 气候凉爽端 | 城市侧外部效度 | 综合漏损率｜输配全链(SC1+TM1+DM1 串联) | 13.32 | pct | vs CJJ92-2016 评定标准 二级：超标（>限值）（偏差 +1.32）
D-CO 气候凉爽端 | 城市侧外部效度 | 综合漏损率｜输配全链(SC1+TM1+DM1 串联) | 13.32 | pct | vs 全国实际水平(2023 年鉴口径)：高于参考（偏差 +0.56）
D-CO 气候凉爽端 | 城市侧外部效度 | 综合漏损率｜输配全链(SC1+TM1+DM1 串联) | 13.32 | pct | vs 政策目标 2025：超标（>限值）（偏差 +4.32）
D-CO 气候凉爽端 | 城市侧外部效度 | 综合漏损率｜系统口径(漏损/(漏损+供水)) | 11.9 | pct | vs CJJ92-2016 评定标准 一级：超标（>限值）（偏差 +1.90）
D-CO 气候凉爽端 | 城市侧外部效度 | 综合漏损率｜系统口径(漏损/(漏损+供水)) | 11.9 | pct | vs CJJ92-2016 评定标准 二级：达标（≤限值）（偏差 -0.10）
D-CO 气候凉爽端 | 城市侧外部效度 | 综合漏损率｜系统口径(漏损/(漏损+供水)) | 11.9 | pct | vs 全国实际水平(2023 年鉴口径)：低于参考（偏差 -0.86）
D-CO 气候凉爽端 | 城市侧外部效度 | 综合漏损率｜系统口径(漏损/(漏损+供水)) | 11.9 | pct | vs 政策目标 2025：超标（>限值）（偏差 +2.90）
D-CO 气候凉爽端 | 城市侧外部效度 | 人均生活用水｜居民生活(domestic) 平均日 | 159.1 | L/(人·d) | vs GB50013-2018 平均日 Ⅱ型大城市 一区：在区间内（偏差 +0.00）
D-CO 气候凉爽端 | 城市侧外部效度 | 人均生活用水｜居民生活(domestic) 平均日 | 159.1 | L/(人·d) | vs GB50013-2018 平均日 Ⅱ型大城市 二区：在区间内（偏差 +0.00）
D-CO 气候凉爽端 | 城市侧外部效度 | 人均生活用水｜居民生活(domestic) 最高日 | 178.91 | L/(人·d) | vs GB50013-2018 最高日 Ⅱ型大城市 一区：在区间外（偏差 +41.09）
D-CO 气候凉爽端 | 城市侧外部效度 | 人均生活用水｜居民生活(domestic) 最高日 | 178.91 | L/(人·d) | vs GB50013-2018 最高日 Ⅱ型大城市 二区：在区间内（偏差 +0.00）
D-CO 气候凉爽端 | 城市侧外部效度 | 人均生活用水｜居民生活+市政杂用(综合生活代理) 平均日 | 177.91 | L/(人·d) | vs GB50013-2018 平均日 Ⅱ型大城市 一区：在区间内（偏差 +0.00）
D-CO 气候凉爽端 | 城市侧外部效度 | 人均生活用水｜居民生活+市政杂用(综合生活代理) 平均日 | 177.91 | L/(人·d) | vs GB50013-2018 平均日 Ⅱ型大城市 二区：在区间外（偏差 +7.91）
D-CO 气候凉爽端 | 城市侧外部效度 | 人均生活用水｜居民生活+市政杂用(综合生活代理) 最高日 | 201.72 | L/(人·d) | vs GB50013-2018 最高日 Ⅱ型大城市 一区：在区间外（偏差 +18.28）
D-CO 气候凉爽端 | 城市侧外部效度 | 人均生活用水｜居民生活+市政杂用(综合生活代理) 最高日 | 201.72 | L/(人·d) | vs GB50013-2018 最高日 Ⅱ型大城市 二区：在区间内（偏差 +0.00）
D-CO 气候凉爽端 | 城市侧外部效度 | 再生水利用率｜政策口径(再生水/污水处理量) | 15.04 | pct | vs 十四五目标 地级及以上缺水城市：未达标（<目标）（偏差 -9.96）
D-CO 气候凉爽端 | 城市侧外部效度 | 再生水利用率｜政策口径(再生水/污水处理量) | 15.04 | pct | vs 十四五基准年水平：低于参考（偏差 -4.96）
D-CO 气候凉爽端 | 城市侧外部效度 | 再生水利用率｜政策口径(再生水/污水处理量) | 15.04 | pct | vs 京津冀目标：未达标（<目标）（偏差 -19.96）
D-CO 气候凉爽端 | 城市侧外部效度 | 再生水利用率｜模型口径(再生水/总供水量) | 12.19 | pct | vs 十四五目标 地级及以上缺水城市：未达标（<目标）（偏差 -12.81）
D-CO 气候凉爽端 | 城市侧外部效度 | 再生水利用率｜模型口径(再生水/总供水量) | 12.19 | pct | vs 十四五基准年水平：低于参考（偏差 -7.81）
D-CO 气候凉爽端 | 城市侧外部效度 | 再生水利用率｜模型口径(再生水/总供水量) | 12.19 | pct | vs 京津冀目标：未达标（<目标）（偏差 -22.81）

## 02_情景清单
域 | 域标签 | 情景 | 情景类型 | 层级 | AI容量_MW | 总取水量_ML | 耗水量_ML | WUE_L_per_kWh | PUE | 城市未满足量_ML | 居民未满足量_ML | 行数 | 大小_MB | 耗时_秒 | 路径
co | D-CO 气候凉爽端 | tech_dry | 冷却技术 | Tier2 | 750 | 0 | 0 | 0 | 1.2976 | 4.4551e-12 | 3.439e-12 | 11340 | 4.171 | 1.07 | co/tech_dry
co | D-CO 气候凉爽端 | tech_dry_first | 冷却技术 | Tier2 | 750 | 194.9827 | 153.1795 | 0.019785 | 1.2795 | 4.6732e-12 | 3.5811e-12 | 11340 | 4.212 | 1.04 | co/tech_dry_first
co | D-CO 气候凉爽端 | tech_efficient_evaporative | 冷却技术 | Tier2 | 750 | 19458.9865 | 16279.5731 | 1.9745 | 1.1226 | 5.647e-12 | 3.7801e-12 | 11340 | 4.598 | 1.07 | co/tech_efficient_evaporative
co | D-CO 气候凉爽端 | tech_evaporative | 冷却技术 | Tier2 | 750 | 20744.5599 | 16928.4244 | 2.105 | 1.1671 | 6.2546e-12 | 4.2064e-12 | 11340 | 4.577 | 1.05 | co/tech_evaporative
co | D-CO 气候凉爽端 | tech_hybrid | 冷却技术 | Tier2 | 750 | 1426.5443 | 1154.9951 | 0.14475 | 1.2197 | 5.1363e-12 | 3.8654e-12 | 11340 | 4.265 | 1.03 | co/tech_hybrid
co | D-CO 气候凉爽端 | tech_liquid_to_air | 冷却技术 | Tier2 | 750 | 0 | 0 | 0 | 1.2233 | 4.4551e-12 | 3.439e-12 | 11340 | 4.171 | 1.06 | co/tech_liquid_to_air
co | D-CO 气候凉爽端 | tech_liquid_to_water | 冷却技术 | Tier2 | 750 | 17507.716 | 14646.1143 | 1.7765 | 1.1216 | 5.4321e-12 | 3.6664e-12 | 11340 | 4.593 | 1.04 | co/tech_liquid_to_water
co | D-CO 气候凉爽端 | policy_a | 分配政策 | Tier2 | 1000 | 27655.4132 | 22571.2325 | 2.1047 | 1.1671 | 8.7361e-12 | 0 | 11340 | 4.585 | 1.08 | co/policy_a
co | D-CO 气候凉爽端 | policy_b | 分配政策 | Tier2 | 1000 | 27655.4132 | 22571.2325 | 2.1047 | 1.1671 | 7.5602e-12 | 4.9738e-12 | 11340 | 4.57 | 1.1 | co/policy_b
co | D-CO 气候凉爽端 | policy_c | 分配政策 | Tier2 | 1000 | 27655.4132 | 22571.2325 | 2.1047 | 1.1671 | 9.0736e-12 | 0 | 11340 | 4.564 | 1.09 | co/policy_c
co | D-CO 气候凉爽端 | press_g1 | 外部压力 | Tier2 | 1000 | 27733.1041 | 22634.6681 | 2.1106 | 1.1702 | 7.3346e-12 | 4.8317e-12 | 11340 | 4.57 | 1.1 | co/press_g1
co | D-CO 气候凉爽端 | press_g2 | 外部压力 | Tier2 | 1000 | 27674.8359 | 22587.0914 | 2.1062 | 1.1679 | 7.8852e-12 | 5.1728e-12 | 11340 | 4.574 | 1.11 | co/press_g2
co | D-CO 气候凉爽端 | press_g3 | 外部压力 | Tier2 | 1000 | 27733.1041 | 22634.6681 | 2.1106 | 1.1702 | 4183.5755 | 2596.0994 | 11340 | 4.535 | 1.11 | co/press_g3
co | D-CO 气候凉爽端 | cap_0000 | 容量扫描 | Tier1 | 0 | 0 | 0 |  | 1.1671 | 4.4551e-12 | 3.439e-12 | 69833 | 8.885 | 1.67 | co/cap_0000
co | D-CO 气候凉爽端 | cap_0250 | 容量扫描 | Tier1 | 250 | 6922.8533 | 5642.8081 | 2.1074 | 1.1671 | 6.1986e-12 | 4.2917e-12 | 69833 | 9.703 | 1.49 | co/cap_0250
co | D-CO 气候凉爽端 | cap_0500 | 容量扫描 | Tier1 | 500 | 13833.7066 | 11285.6162 | 2.1056 | 1.1671 | 6.3149e-12 | 4.2917e-12 | 69833 | 9.711 | 1.52 | co/cap_0500
co | D-CO 气候凉爽端 | cap_0750 | 容量扫描 | Tier1 | 750 | 20744.5599 | 16928.4244 | 2.105 | 1.1671 | 6.2546e-12 | 4.2064e-12 | 69833 | 9.711 | 1.47 | co/cap_0750
co | D-CO 气候凉爽端 | cap_1000 | 容量扫描 | Tier1 | 1000 | 27655.4132 | 22571.2325 | 2.1047 | 1.1671 | 7.5602e-12 | 4.9738e-12 | 69833 | 9.711 | 1.5 | co/cap_1000
co | D-CO 气候凉爽端 | cap_1250 | 容量扫描 | Tier1 | 1250 | 34566.2665 | 28214.0406 | 2.1045 | 1.1671 | 6.1533e-12 | 3.7801e-12 | 69833 | 9.682 | 1.53 | co/cap_1250
co | D-CO 气候凉爽端 | cap_1500 | 容量扫描 | Tier1 | 1500 | 41477.1198 | 33856.8487 | 2.1044 | 1.1671 | 6.2581e-12 | 3.6948e-12 | 69833 | 9.695 | 1.51 | co/cap_1500
co | D-CO 气候凉爽端 | cap_1750 | 容量扫描 | Tier1 | 1750 | 48387.9732 | 39499.6569 | 2.1043 | 1.1671 | 4.6345e-12 | 2.6148e-12 | 69833 | 9.661 | 1.5 | co/cap_1750
co | D-CO 气候凉爽端 | cap_2000 | 容量扫描 | Tier1 | 2000 | 55298.8265 | 45142.465 | 2.1042 | 1.1671 | 4.4587e-12 | 2.2453e-12 | 69833 | 9.627 | 1.46 | co/cap_2000
ha | D-HA 缺水—高冷负荷端 | tech_dry | 冷却技术 | Tier2 | 750 | 0 | 0 | 0 | 1.3557 | 5.0591e-12 | 3.8369e-12 | 11340 | 4.196 | 1.1 | ha/tech_dry
ha | D-HA 缺水—高冷负荷端 | tech_dry_first | 冷却技术 | Tier2 | 750 | 4277.1205 | 3356.7762 | 0.43401 | 1.3287 | 4.5141e-12 | 3.2969e-12 | 11340 | 4.312 | 1.09 | ha/tech_dry_first
ha | D-HA 缺水—高冷负荷端 | tech_efficient_evaporative | 冷却技术 | Tier2 | 750 | 20911.2025 | 16448.2915 | 2.1219 | 1.1338 | 5.401e-12 | 3.6948e-12 | 11340 | 4.584 | 1.09 | ha/tech_efficient_evaporative
ha | D-HA 缺水—高冷负荷端 | tech_evaporative | 冷却技术 | Tier2 | 750 | 21778.3076 | 17130.729 | 2.2099 | 1.1805 | 5.6382e-12 | 3.7801e-12 | 11340 | 4.574 | 1.03 | ha/tech_evaporative
ha | D-HA 缺水—高冷负荷端 | tech_hybrid | 冷却技术 | Tier2 | 750 | 6472.492 | 5084.5986 | 0.65677 | 1.2443 | 4.0049e-12 | 2.899e-12 | 11340 | 4.347 | 1 | ha/tech_hybrid
ha | D-HA 缺水—高冷负荷端 | tech_liquid_to_air | 冷却技术 | Tier2 | 750 | 0 | 0 | 0 | 1.2546 | 5.0591e-12 | 3.8369e-12 | 11340 | 4.198 | 1.12 | ha/tech_liquid_to_air
ha | D-HA 缺水—高冷负荷端 | tech_liquid_to_water | 冷却技术 | Tier2 | 750 | 18891.3406 | 14858.6004 | 1.9169 | 1.1373 | 4.9907e-12 | 3.439e-12 | 11340 | 4.579 | 1.07 | ha/tech_liquid_to_water
ha | D-HA 缺水—高冷负荷端 | policy_a | 分配政策 | Tier2 | 1000 | 29033.7435 | 22840.972 | 2.2096 | 1.1805 | 7.6312e-12 | 0 | 11340 | 4.587 | 1.09 | ha/policy_a
ha | D-HA 缺水—高冷负荷端 | policy_b | 分配政策 | Tier2 | 1000 | 29033.7435 | 22840.972 | 2.2096 | 1.1805 | 6.0254e-12 | 3.9222e-12 | 11340 | 4.563 | 1.1 | ha/policy_b
ha | D-HA 缺水—高冷负荷端 | policy_c | 分配政策 | Tier2 | 1000 | 29033.7435 | 22840.972 | 2.2096 | 1.1805 | 9.1696e-12 | 0 | 11340 | 4.566 | 1.07 | ha/policy_c
ha | D-HA 缺水—高冷负荷端 | press_g1 | 外部压力 | Tier2 | 1000 | 29114.3457 | 22904.4082 | 2.2157 | 1.1836 | 6.2421e-12 | 4.0359e-12 | 11340 | 4.563 | 1.05 | ha/press_g1
ha | D-HA 缺水—高冷负荷端 | press_g2 | 外部压力 | Tier2 | 1000 | 29053.894 | 22856.831 | 2.2111 | 1.1813 | 1974.4565 | 1217.2098 | 11340 | 4.539 | 1.15 | ha/press_g2
ha | D-HA 缺水—高冷负荷端 | press_g3 | 外部压力 | Tier2 | 1000 | 29114.3457 | 22904.4082 | 2.2157 | 1.1836 | 13457.6671 | 8323.9774 | 11340 | 4.53 | 1.18 | ha/press_g3
ha | D-HA 缺水—高冷负荷端 | cap_0000 | 容量扫描 | Tier1 | 0 | 0 | 0 |  | 1.1805 | 5.0591e-12 | 3.8369e-12 | 69833 | 8.922 | 1.38 | ha/cap_0000
ha | D-HA 缺水—高冷负荷端 | cap_0250 | 容量扫描 | Tier1 | 250 | 7267.4359 | 5710.243 | 2.2123 | 1.1805 | 5.1847e-12 | 3.6096e-12 | 69833 | 9.694 | 1.48 | ha/cap_0250
ha | D-HA 缺水—高冷负荷端 | cap_0500 | 容量扫描 | Tier1 | 500 | 14522.8717 | 11420.486 | 2.2105 | 1.1805 | 5.3051e-12 | 3.6664e-12 | 69833 | 9.704 | 1.46 | ha/cap_0500
ha | D-HA 缺水—高冷负荷端 | cap_0750 | 容量扫描 | Tier1 | 750 | 21778.3076 | 17130.729 | 2.2099 | 1.1805 | 5.6382e-12 | 3.7801e-12 | 69833 | 9.698 | 1.53 | ha/cap_0750
ha | D-HA 缺水—高冷负荷端 | cap_1000 | 容量扫描 | Tier1 | 1000 | 29033.7435 | 22840.972 | 2.2096 | 1.1805 | 6.0254e-12 | 3.9222e-12 | 69833 | 9.687 | 1.48 | ha/cap_1000
ha | D-HA 缺水—高冷负荷端 | cap_1250 | 容量扫描 | Tier1 | 1250 | 36289.1794 | 28551.2149 | 2.2094 | 1.1805 | 6.8621e-12 | 4.3485e-12 | 69833 | 9.678 | 1.64 | ha/cap_1250
ha | D-HA 缺水—高冷负荷端 | cap_1500 | 容量扫描 | Tier1 | 1500 | 43544.6152 | 34261.4579 | 2.2093 | 1.1805 | 5.8957e-12 | 3.4674e-12 | 69833 | 9.663 | 1.37 | ha/cap_1500
ha | D-HA 缺水—高冷负荷端 | cap_1750 | 容量扫描 | Tier1 | 1750 | 50800.0511 | 39971.7009 | 2.2092 | 1.1805 | 4.4889e-12 | 2.5011e-12 | 69833 | 9.626 | 1.4 | ha/cap_1750
ha | D-HA 缺水—高冷负荷端 | cap_2000 | 容量扫描 | Tier1 | 2000 | 58055.487 | 45681.9439 | 2.2091 | 1.1805 | 1863.8497 | 992.1973 | 69833 | 9.665 | 1.41 | ha/cap_2000
ha | D-HA 缺水—高冷负荷端 | energy_rich | 能源富集 | Tier2 | 1000 | 29033.7435 | 22840.972 | 2.2096 | 1.1805 | 6.0254e-12 | 3.9222e-12 | 11340 | 4.564 | 1.07 | ha/energy_rich

## 01_现实性审计_realism_audit
domain | metric | value | unit | reference | verdict | note
ha | per_capita_delivered_l_d | 249.6624 | L/cap/d | 150 - 400 | PASS | GB/T 50331 综合用水量(含工业/市政杂用)量级
ha | per_capita_abstraction_l_d | 256.1165 | L/cap/d | 200 - 450 | PASS | 取水口径应高于配水口径(漏损+厂自用)
ha | reuse_over_sewage | 0.16041 | - | 0.15 - 0.7 | PASS | 全国目标 ~25%, 缺水城市 ~35%, 北京 57.5% (v2 下限由 0.20 放宽至 0.15)
ha | reuse_plant_utilization | 0.80768 | - | 0.6 - 1.0 | PASS | 现实再生水厂产能利用率 70-95%; 低于 60% 属闲置资产
ha | wwtw_inflow_ml_d | 201.4036 | ML/d | 120 - 320 | PASS | 旱流污水 ~ 配水量 x 0.85
ha | leakage_plus_loss_fraction | 0.15134 | - | 0.08 - 0.25 | PASS | 配水漏损 12% + 输水漏损 + 厂自用(v2 修正口径)
ha | reservoir_spill_fraction | 0 | - | 0.0 - 0.15 | PASS | 弃水量/取水量: 常年大量弃水说明入流被高估、水库不构成约束
ha | reservoir_storage_max_fraction | 0.58772 | - | 0.55 - 0.98 | PASS | 库容峰值: 常年贴顶(=1.0)说明水库永远满蓄
ha | reservoir_storage_min_fraction | 0.47594 | - | 0.1 - 0.7 | PASS | 库容谷值: 应有真实年内消落
ha | mean_pue | 1.1805 | - | 1.05 - 1.6 | PASS | LBNL 2024 / 运营商报告
ha | wue_l_per_kwh_it | 2.2096 | L/kWh_IT | 0.3 - 2.5 | PASS | 源水 WUE(按 IT 电量); 领跑者 0.2-0.6, 行业上限 ~2; 本端点为全年纯蒸发冷却, 取值偏高属设定必然
ha | achieved_coc | 4.3222 | - | 2.5 - 10.0 | PASS | DOE FEMP 3-7; ASHRAE 上限 ~10
ha | mean_load_factor | 0.75 | - | 0.3 - 0.95 | PASS | LBNL 2024 利用率
ha | withdrawal_ml_d | 39.7723 | ML/d | 5 - 80 | PASS | 1000 MW IT @ LF 0.75 纯蒸发冷却的补水量级
ha | evaporation_ml_d | 31.2809 | ML/d | 4 - 60 | PASS | 物理上限 = 排热量 / 汽化潜热
ha | reclaimed_ml_d | 27.8406 | ML/d | 0 - 32.3071313990137 | PASS | AI 再生水用量不得超过城市再生水产量
ha | offsite_share_of_onsite | 0.2141 | - | 0.05 - 0.6 | PASS | 电厂侧间接水足迹/场址取水量; 报告 WUE 时必须说明是否含间接
ha | cooling_storage_hours | 14.4825 | h | 12 - 72 | PASS | 园区内冷却水调蓄小时数(现实超大规模园区 12-72 h)
ha | ai_electricity_share_of_city | 1.295 | - | 0.05 - 0.5 | NOTE | 园区设施电量/城市全社会用电量; 50-300 MW 表示中型园区情景, 公开规划已有约 1 GW 级项目。本扫描网格 0-2000 MW 是压力测试上界, 结论按项目规模和电源条件解释。
co | per_capita_delivered_l_d | 243.2581 | L/cap/d | 150 - 400 | PASS | GB/T 50331 综合用水量(含工业/市政杂用)量级
co | per_capita_abstraction_l_d | 251.6856 | L/cap/d | 200 - 450 | PASS | 取水口径应高于配水口径(漏损+厂自用)
co | reuse_over_sewage | 0.15043 | - | 0.15 - 0.7 | PASS | 全国目标 ~25%, 缺水城市 ~35%, 北京 57.5% (v2 下限由 0.20 放宽至 0.15)
co | reuse_plant_utilization | 0.82398 | - | 0.6 - 1.0 | PASS | 现实再生水厂产能利用率 70-95%; 低于 60% 属闲置资产
co | wwtw_inflow_ml_d | 197.1955 | ML/d | 120 - 320 | PASS | 旱流污水 ~ 配水量 x 0.85
co | leakage_plus_loss_fraction | 0.15134 | - | 0.08 - 0.25 | PASS | 配水漏损 12% + 输水漏损 + 厂自用(v2 修正口径)
co | reservoir_spill_fraction | 0 | - | 0.0 - 0.15 | PASS | 弃水量/取水量: 常年大量弃水说明入流被高估、水库不构成约束
co | reservoir_storage_max_fraction | 0.7924 | - | 0.55 - 0.98 | PASS | 库容峰值: 常年贴顶(=1.0)说明水库永远满蓄
co | reservoir_storage_min_fraction | 0.5331 | - | 0.1 - 0.7 | PASS | 库容谷值: 应有真实年内消落
co | mean_pue | 1.1671 | - | 1.05 - 1.6 | PASS | LBNL 2024 / 运营商报告
co | wue_l_per_kwh_it | 2.1047 | L/kWh_IT | 0.3 - 2.5 | PASS | 源水 WUE(按 IT 电量); 领跑者 0.2-0.6, 行业上限 ~2; 本端点为全年纯蒸发冷却, 取值偏高属设定必然
co | achieved_coc | 5 | - | 2.5 - 10.0 | PASS | DOE FEMP 3-7; ASHRAE 上限 ~10
co | mean_load_factor | 0.75 | - | 0.3 - 0.95 | PASS | LBNL 2024 利用率
co | withdrawal_ml_d | 37.8841 | ML/d | 5 - 80 | PASS | 1000 MW IT @ LF 0.75 纯蒸发冷却的补水量级
co | evaporation_ml_d | 30.9118 | ML/d | 4 - 60 | PASS | 物理上限 = 排热量 / 汽化潜热
co | reclaimed_ml_d | 17.0479 | ML/d | 0 - 29.663147125479448 | PASS | AI 再生水用量不得超过城市再生水产量
co | offsite_share_of_onsite | 0.099955 | - | 0.05 - 0.6 | PASS | 电厂侧间接水足迹/场址取水量; 报告 WUE 时必须说明是否含间接
co | cooling_storage_hours | 15.2043 | h | 12 - 72 | PASS | 园区内冷却水调蓄小时数(现实超大规模园区 12-72 h)
co | ai_electricity_share_of_city | 1.2798 | - | 0.05 - 0.5 | NOTE | 园区设施电量/城市全社会用电量; 50-300 MW 表示中型园区情景, 公开规划已有约 1 GW 级项目。本扫描网格 0-2000 MW 是压力测试上界, 结论按项目规模和电源条件解释。

## 02_参数率定_dry_first_calibration
domain | start_c | full_c | band_width_c | annual_withdrawal_ml | mean_wet_fraction | wet_days_per_year | daily_peak_factor
ha | 22 | 30 | 8 | 1630.3364 | 0.053199 | 109 | 15.2565
ha | 21 | 29 | 8 | 2282.1035 | 0.074951 | 129 | 12.6502
ha | 20 | 29 | 9 | 2719.1998 | 0.08975 | 153 | 10.7434
ha | 20 | 28 | 8 | 3054.7277 | 0.10088 | 154 | 10.477
ha | 19 | 28 | 9 | 3479.7097 | 0.11535 | 169 | 9.1974
ha | 18 | 28 | 10 | 3877.4475 | 0.12897 | 184 | 8.254
ha | 18 | 27 | 9 | 4277.1205 | 0.14235 | 184 | 7.483
co | 22 | 30 | 8 | 17.2634 | 0.00018173 | 1 | 730
co | 21 | 29 | 8 | 27.1833 | 0.00053195 | 2 | 393.1299
co | 20 | 29 | 9 | 53.7526 | 0.0014835 | 7 | 216.1349
co | 20 | 28 | 8 | 58.9717 | 0.001669 | 8 | 203.0643
co | 19 | 28 | 9 | 95.7778 | 0.0029867 | 9 | 153.8036
co | 18 | 28 | 10 | 176.6844 | 0.00594 | 21 | 82.9664
co | 18 | 27 | 9 | 194.9827 | 0.0066 | 25 | 83.5338

## 03_基线对比_ha_baseline_delta
metric | baseline | ai_scenario | delta
coincident_city_ai_peak | 0 | 0 | 0
consumption_fraction | 0 | 0.78638 | 0.78638
consumption_ml | 0 | 11420.486 | 11420.486
domestic_unmet_ml | 0 | 0 | 0
facility_energy_mwh | 0 | 7770253.3494 | 7770253.3494
freshwater_dependency_ratio | 0 | 0.3 | 0.3
freshwater_withdrawal_ml | 0 | 4356.8615 | 4356.8615
internal_cooling_recovery_ratio | 0 | 0.023116 | 0.023116
it_energy_mwh | 0 | 6569989.2 | 6569989.2
max_daily_average_grid_connection_ratio |  | 0.34693
max_local_connection_ratio |  | 0.42353
max_reuse_utilization | 1 | 1 | 0
max_source_abstraction_ratio | 0.78867 | 0.85796 | 0.069283
max_wtw_utilization | 0.78585 | 0.85489 | 0.069035
max_wwtw_utilization | 0.82404 | 0.84228 | 0.018241
maximum_7day_average_ml | 0 | 29.647 | 29.647
maximum_daily_withdrawal_ml | 0 | 29.647 | 29.647
mean_daily_average_grid_connection_ratio |  | 0.29567
mean_local_connection_ratio |  | 0.2842
mean_source_abstraction_ratio | 0.67399 | 0.73358 | 0.059592
mean_total_demand_to_wtw_capacity | 0.67476 | 0.72853 | 0.053768
min_source_storage_ml | 57112.7394 | 47231.8174 | -9880.922
offsite_electricity_water_ml | 0 | 3108.1013 | 3108.1013
p95_daily_withdrawal_ml | 0 | 22.9606 | 22.9606
peak_capacity_ratio | 0.78227 | 0.84478 | 0.062501
peak_total_demand_to_wtw_capacity | 0.78227 | 0.84478 | 0.062501
process_wue_l_kwh_it | 0 | 2.2087 | 2.2087
reclaimed_water_substitution_ratio | 0 | 0.7 | 0.7
reclaimed_water_use_ml | 0 | 10166.0102 | 10166.0102
return_flow_ml | 0 | 3090.3858 | 3090.3858
return_ratio | 0 | 0.21279 | 0.21279
site_wue_l_kwh_it | 0 | 2.2105 | 2.2105
summer_peak_withdrawal_ml | 0 | 23.3238 | 23.3238
system_carbon_kg_co2e | 50886841.1225 | 2773795062.6396 | 2722908221.5171
system_energy_kwh | 145390974.6356 | 7925128750.3987 | 7779737775.7631
system_reliability_fraction | 1 | 1 | -1.1102e-16
total_withdrawal_ml | 0 | 14522.8717 | 14522.8717
unmet_cooling_water_ml | 0 | 0 | 0
urban_water_circularity_ratio | 0 | 0.7 | 0.7
wastewater_ml | 147024.6338 | 150115.0196 | 3090.3858
wue_l_kwh_it | 0 | 2.2105 | 2.2105

## 03_基线对比_co_baseline_delta
metric | baseline | ai_scenario | delta
coincident_city_ai_peak | 0 | 0 | 0
consumption_fraction | 0 | 0.81581 | 0.81581
consumption_ml | 0 | 11285.6162 | 11285.6162
domestic_unmet_ml | 0 | 0 | 0
facility_energy_mwh | 0 | 7678569.1921 | 7678569.1921
freshwater_dependency_ratio | 0 | 0.55 | 0.55
freshwater_withdrawal_ml | 0 | 7608.5386 | 7608.5386
internal_cooling_recovery_ratio | 0 | 0.01998 | 0.01998
it_energy_mwh | 0 | 6569989.2 | 6569989.2
max_daily_average_grid_connection_ratio |  | 0.34246
max_local_connection_ratio |  | 0.41419
max_reuse_utilization | 1 | 1 | 0
max_source_abstraction_ratio | 0.72707 | 0.79066 | 0.063587
max_wtw_utilization | 0.74253 | 0.80747 | 0.064939
max_wwtw_utilization | 0.80007 | 0.81515 | 0.015081
maximum_7day_average_ml | 0 | 28.9935 | 28.9935
maximum_daily_withdrawal_ml | 0 | 28.9935 | 28.9935
mean_daily_average_grid_connection_ratio |  | 0.29218
mean_local_connection_ratio |  | 0.27072
mean_source_abstraction_ratio | 0.62921 | 0.68351 | 0.054291
mean_total_demand_to_wtw_capacity | 0.64015 | 0.69002 | 0.049869
min_source_storage_ml | 63971.8723 | 60152.5021 | -3819.3702
offsite_electricity_water_ml | 0 | 1382.1425 | 1382.1425
p95_daily_withdrawal_ml | 0 | 21.6479 | 21.6479
peak_capacity_ratio | 0.73363 | 0.79202 | 0.058399
peak_total_demand_to_wtw_capacity | 0.73363 | 0.79202 | 0.058399
process_wue_l_kwh_it | 0 | 2.1038 | 2.1038
reclaimed_water_substitution_ratio | 0 | 0.45 | 0.45
reclaimed_water_use_ml | 0 | 6225.168 | 6225.168
return_flow_ml | 0 | 2536.0904 | 2536.0904
return_ratio | 0 | 0.18333 | 0.18333
site_wue_l_kwh_it | 0 | 2.1056 | 2.1056
summer_peak_withdrawal_ml | 0 | 22.1916 | 22.1916
system_carbon_kg_co2e | 49817820.9849 | 2740447381.4782 | 2690629560.4933
system_energy_kwh | 142336631.3855 | 7829849661.3663 | 7687513029.9807
system_reliability_fraction | 1 | 1 | 1.1102e-16
total_withdrawal_ml | 0 | 13833.7066 | 13833.7066
unmet_cooling_water_ml | 0 | 0 | 0
urban_water_circularity_ratio | 0 | 0.45 | 0.45
wastewater_ml | 143952.7054 | 146488.7958 | 2536.0904
wue_l_kwh_it | 0 | 2.1056 | 2.1056

## 04_容量扫描_ha_capacity_scan
ai_capacity_mw | total_withdrawal_ml | freshwater_withdrawal_ml | reclaimed_water_use_ml | consumption_ml | return_flow_ml | maximum_daily_withdrawal_ml | p95_daily_withdrawal_ml | maximum_7day_average_ml | summer_peak_withdrawal_ml | unmet_cooling_water_ml | freshwater_dependency_ratio | reclaimed_water_substitution_ratio | urban_water_circularity_ratio | consumption_fraction | return_ratio | system_reliability_fraction | domestic_unmet_ml | peak_total_demand_to_wtw_capacity | peak_capacity_ratio | mean_total_demand_to_wtw_capacity | coincident_city_ai_peak | max_wtw_utilization | max_wwtw_utilization | max_reuse_utilization | max_source_abstraction_ratio | mean_source_abstraction_ratio | min_source_storage_ml | wastewater_ml | system_energy_kwh | system_carbon_kg_co2e | it_energy_mwh | facility_energy_mwh | site_wue_l_kwh_it | process_wue_l_kwh_it | wue_l_kwh_it | offsite_electricity_water_ml | max_local_connection_ratio | mean_local_connection_ratio | max_daily_average_grid_connection_ratio | mean_daily_average_grid_connection_ratio | internal_cooling_recovery_ratio | mean_wtw_utilization | mean_wwtw_utilization | mean_reuse_utilization | daily_peak_factor | balance_residual_max_ml
0 | 0 | 0 | 0 | 0 | 0 | 0 | 0 | 0 | 0 | 0 | 0 | 0 | 0 | 0 | 0 | 1 | 0 | 0.78227 | 0.78227 | 0.67476 | 0 | 0.78585 | 0.82404 | 1 | 0.78867 | 0.67399 | 57112.7394 | 147024.6338 | 145390974.6356 | 50886841.1225 | 0 | 0 | 0 | 0 | 0 | 0 | 0 | 0 | 0 | 0 | 0 | 0.67158 | 0.74594 | 0.80768 |  | 0
50 | 1463.0872 | 438.9262 | 1024.161 | 1142.0486 | 309.0386 | 13.7647 | 2.2961 | 13.7647 | 2.3324 | 0 | 0.3 | 0.7 | 0.7 | 0.78057 | 0.21122 | 1 | 0 | 0.78852 | 0.78852 | 0.68018 | 0 | 0.79276 | 0.82586 | 1 | 0.7956 | 0.68 | 56651.4891 | 147333.6724 | 923371244.8678 | 323179935.7037 | 656998.92 | 777025.3349 | 2.2269 | 2.2087 | 2.2269 | 310.8101 | 0.19664 | 0.028632 | 0.034693 | 0.029567 | 0.023116 | 0.67756 | 0.74751 | 0.80937 | 6.8678 | 2.7756e-16
100 | 2914.1743 | 874.2523 | 2039.922 | 2284.0972 | 618.0772 | 15.5294 | 4.5921 | 15.5294 | 4.6648 | 0 | 0.3 | 0.7 | 0.7 | 0.78379 | 0.21209 | 1 | 0 | 0.79477 | 0.79477 | 0.68555 | 0 | 0.79966 | 0.82769 | 1 | 0.80253 | 0.68595 | 56204.3787 | 147642.7109 | 1701344301.0379 | 595470505.3633 | 1313997.84 | 1554050.6699 | 2.2178 | 2.2087 | 2.2178 | 621.6203 | 0.22185 | 0.057029 | 0.069385 | 0.059134 | 0.023116 | 0.6835 | 0.74908 | 0.81106 | 3.8901 | 3.2196e-15
150 | 4365.2615 | 1309.5785 | 3055.6831 | 3426.1458 | 927.1157 | 17.2941 | 6.8882 | 17.2941 | 6.9971 | 0 | 0.3 | 0.7 | 0.7 | 0.78487 | 0.21238 | 1 | 0 | 0.80102 | 0.80102 | 0.69092 | 0 | 0.80656 | 0.82951 | 1 | 0.80946 | 0.6919 | 55757.2683 | 147951.7495 | 2479317357.208 | 867761075.0228 | 1970996.76 | 2331076.0048 | 2.2147 | 2.2087 | 2.2147 | 932.4304 | 0.24706 | 0.085426 | 0.10408 | 0.088702 | 0.023116 | 0.68943 | 0.75064 | 0.81275 | 2.8921 | 2.8866e-15
200 | 5816.3487 | 1744.9046 | 4071.4441 | 4568.1944 | 1236.1543 | 19.0588 | 9.1843 | 19.0588 | 9.3295 | 0 | 0.3 | 0.7 | 0.7 | 0.78541 | 0.21253 | 1 | 0 | 0.80727 | 0.80727 | 0.6963 | 0 | 0.81347 | 0.83134 | 1 | 0.81639 | 0.69786 | 54936.2915 | 148260.7881 | 3257290413.3781 | 1140051644.6823 | 2627995.68 | 3108101.3398 | 2.2132 | 2.2087 | 2.2132 | 1243.2405 | 0.27227 | 0.11382 | 0.13877 | 0.11827 | 0.023116 | 0.69536 | 0.75221 | 0.81444 | 2.392 | 3.9968e-15
250 | 7267.4359 | 2180.2308 | 5087.2051 | 5710.243 | 1545.1929 | 20.8235 | 11.4803 | 20.8235 | 11.6619 | 0 | 0.3 | 0.7 | 0.7 | 0.78573 | 0.21262 | 1 | 0 | 0.81352 | 0.81352 | 0.70167 | 0 | 0.82037 | 0.83316 | 1 | 0.82332 | 0.70381 | 53652.2124 | 148569.8267 | 4035263469.5482 | 1412342214.3419 | 3284994.6 | 3885126.6747 | 2.2123 | 2.2087 | 2.2123 | 1554.0507 | 0.29748 | 0.14222 | 0.17346 | 0.14784 | 0.023116 | 0.70129 | 0.75378 | 0.81613 | 2.0917 | 5.7732e-15
300 | 8718.523 | 2615.5569 | 6102.9661 | 6852.2916 | 1854.2315 | 22.5882 | 13.7764 | 22.5882 | 13.9943 | 0 | 0.3 | 0.7 | 0.7 | 0.78595 | 0.21268 | 1 | 0 | 0.81977 | 0.81977 | 0.70704 | 0 | 0.82727 | 0.83498 | 1 | 0.83024 | 0.70977 | 52368.1334 | 148878.8653 | 4813236525.7183 | 1684632784.0014 | 3941993.52 | 4662152.0097 | 2.2117 | 2.2087 | 2.2117 | 1864.8608 | 0.32269 | 0.17062 | 0.20816 | 0.1774 | 0.023116 | 0.70723 | 0.75535 | 0.81783 | 1.8913 | 5.3291e-15
350 | 10169.6102 | 3050.8831 | 7118.7272 | 7994.3402 | 2163.27 | 24.3529 | 16.0724 | 24.3529 | 16.3266 | 0 | 0.3 | 0.7 | 0.7 | 0.7861 | 0.21272 | 1 | 0 | 0.82602 | 0.82602 | 0.71241 | 0 | 0.83418 | 0.83681 | 1 | 0.83717 | 0.71572 | 51084.0544 | 149187.9038 | 5591209581.8884 | 1956923353.6609 | 4598992.44 | 5439177.3446 | 2.2113 | 2.2087 | 2.2113 | 2175.6709 | 0.3479 | 0.19901 | 0.24285 | 0.20697 | 0.023116 | 0.71316 | 0.75691 | 0.81952 | 1.7481 | 5.7732e-15
400 | 11620.6974 | 3486.2092 | 8134.4882 | 9136.3888 | 2472.3086 | 26.1176 | 18.3685 | 26.1176 | 18.659 | 0 | 0.3 | 0.7 | 0.7 | 0.78622 | 0.21275 | 1 | 0 | 0.83227 | 0.83227 | 0.71779 | 0 | 0.84108 | 0.83863 | 1 | 0.8441 | 0.72167 | 49799.9754 | 149496.9424 | 6369182638.0585 | 2229213923.3205 | 5255991.36 | 6216202.6796 | 2.2109 | 2.2087 | 2.2109 | 2486.4811 | 0.37311 | 0.22741 | 0.27754 | 0.23654 | 0.023116 | 0.71909 | 0.75848 | 0.82121 | 1.6407 | 5.7732e-15
450 | 13071.7846 | 3921.5354 | 9150.2492 | 10278.4374 | 2781.3472 | 27.8823 | 20.6646 | 27.8823 | 20.9914 | 0 | 0.3 | 0.7 | 0.7 | 0.78631 | 0.21277 | 1 | 0 | 0.83852 | 0.83852 | 0.72316 | 0 | 0.84798 | 0.84046 | 1 | 0.85103 | 0.72763 | 48515.8964 | 149805.981 | 7147155694.2286 | 2501504492.98 | 5912990.28 | 6993228.0145 | 2.2107 | 2.2087 | 2.2107 | 2797.2912 | 0.39832 | 0.25581 | 0.31223 | 0.2661 | 0.023116 | 0.72503 | 0.76005 | 0.8229 | 1.5571 | 5.7732e-15
500 | 14522.8717 | 4356.8615 | 10166.0102 | 11420.486 | 3090.3858 | 29.647 | 22.9606 | 29.647 | 23.3238 | 0 | 0.3 | 0.7 | 0.7 | 0.78638 | 0.21279 | 1 | 0 | 0.84478 | 0.84478 | 0.72853 | 0 | 0.85489 | 0.84228 | 1 | 0.85796 | 0.73358 | 47231.8174 | 150115.0196 | 7925128750.3987 | 2773795062.6396 | 6569989.2 | 7770253.3494 | 2.2105 | 2.2087 | 2.2105 | 3108.1013 | 0.42353 | 0.2842 | 0.34693 | 0.29567 | 0.023116 | 0.73096 | 0.76162 | 0.82459 | 1.4902 | 5.3291e-15
550 | 15973.9589 | 4792.1877 | 11181.7712 | 12562.5346 | 3399.4244 | 31.4117 | 25.2567 | 31.4117 | 25.6561 | 0 | 0.3 | 0.7 | 0.7 | 0.78644 | 0.21281 | 1 | 0 | 0.85103 | 0.85103 | 0.7339 | 0 | 0.86179 | 0.84411 | 1 | 0.86489 | 0.73954 | 45947.7384 | 150424.0581 | 8703101806.5688 | 3046085632.2991 | 7226988.12 | 8547278.6844 | 2.2103 | 2.2087 | 2.2103 | 3418.9115 | 0.44874 | 0.3126 | 0.38162 | 0.32524 | 0.023116 | 0.73689 | 0.76319 | 0.82628 | 1.4355 | 5.3291e-15
600 | 17425.0461 | 5227.5138 | 12197.5323 | 13704.5832 | 3708.4629 | 33.1764 | 27.5528 | 33.1764 | 27.9885 | 0 | 0.3 | 0.7 | 0.7 | 0.78649 | 0.21282 | 1 | 0 | 0.85728 | 0.85728 | 0.73928 | 0 | 0.86869 | 0.84593 | 1 | 0.87181 | 0.74549 | 44663.6593 | 150733.0967 | 9481074862.7389 | 3318376201.9586 | 7883987.04 | 9324304.0193 | 2.2102 | 2.2087 | 2.2102 | 3729.7216 | 0.47395 | 0.341 | 0.41631 | 0.35481 | 0.023116 | 0.74282 | 0.76475 | 0.82797 | 1.3899 | 4.4409e-15
650 | 18876.1333 | 5662.84 | 13213.2933 | 14846.6318 | 4017.5015 | 34.9411 | 29.8488 | 34.9411 | 30.3209 | 0 | 0.3 | 0.7 | 0.7 | 0.78653 | 0.21283 | 1 | 0 | 0.86353 | 0.86353 | 0.74465 | 0 | 0.8756 | 0.84775 | 1 | 0.87874 | 0.75145 | 43379.5803 | 151042.1353 | 10259047918.909 | 3590666771.6182 | 8540985.96 | 10101329.3543 | 2.2101 | 2.2087 | 2.2101 | 4040.5317 | 0.49916 | 0.3694 | 0.451 | 0.38437 | 0.023116 | 0.74876 | 0.76632 | 0.82967 | 1.3513 | 5.3291e-15
700 | 20327.2204 | 6098.1661 | 14229.0543 | 15988.6804 | 4326.5401 | 36.7058 | 32.1449 | 36.7058 | 32.6533 | 0 | 0.3 | 0.7 | 0.7 | 0.78657 | 0.21284 | 1 | 0 | 0.86978 | 0.86978 | 0.75002 | 0 | 0.8825 | 0.84958 | 1 | 0.88567 | 0.7574 | 42072.6364 | 151351.1739 | 11037020975.0791 | 3862957341.2777 | 9197984.88 | 10878354.6892 | 2.21 | 2.2087 | 2.21 | 4351.3419 | 0.52437 | 0.39779 | 0.4857 | 0.41394 | 0.023116 | 0.75469 | 0.76789 | 0.83136 | 1.3182 | 5.3291e-15
750 | 21778.3076 | 6533.4923 | 15244.8153 | 17130.729 | 4635.5787 | 38.4705 | 34.441 | 38.4705 | 34.9857 | 0 | 0.3 | 0.7 | 0.7 | 0.7866 | 0.21285 | 1 | 0 | 0.87603 | 0.87603 | 0.75539 | 0 | 0.8894 | 0.8514 | 1 | 0.8926 | 0.76335 | 40744.8724 | 151660.2125 | 11814994031.2493 | 4135247910.9372 | 9854983.8 | 11655380.0242 | 2.2099 | 2.2087 | 2.2099 | 4662.152 | 0.54958 | 0.42619 | 0.52039 | 0.44351 | 0.023116 | 0.76062 | 0.76946 | 0.83305 | 1.2895 | 5.3291e-15
800 | 23229.3948 | 6968.8184 | 16260.5764 | 18272.7776 | 4944.6172 | 40.2353 | 36.737 | 40.2353 | 37.318 | 0 | 0.3 | 0.7 | 0.7 | 0.78662 | 0.21286 | 1 | 0 | 0.88228 | 0.88228 | 0.76077 | 0 | 0.89631 | 0.85323 | 1 | 0.89953 | 0.76931 | 39396.8813 | 151969.251 | 12592967087.4194 | 4407538480.5968 | 10511982.72 | 12432405.3591 | 2.2098 | 2.2087 | 2.2098 | 4972.9621 | 0.57479 | 0.45459 | 0.55508 | 0.47307 | 0.023116 | 0.76655 | 0.77103 | 0.83474 | 1.2644 | 5.3291e-15
850 | 24680.482 | 7404.1446 | 17276.3374 | 19414.8262 | 5253.6558 | 42 | 39.0331 | 42 | 39.6504 | 0 | 0.3 | 0.7 | 0.7 | 0.78665 | 0.21287 | 1 | 0 | 0.88853 | 0.88853 | 0.76614 | 0 | 0.90321 | 0.85505 | 1 | 0.90646 | 0.77526 | 38028.8443 | 152278.2896 | 13370940143.5895 | 4679829050.2563 | 11168981.64 | 13209430.6941 | 2.2097 | 2.2087 | 2.2097 | 5283.7723 | 0.6 | 0.48298 | 0.58978 | 0.50264 | 0.023116 | 0.77249 | 0.77259 | 0.83643 | 1.2423 | 5.3291e-15
900 | 26131.5691 | 7839.4707 | 18292.0984 | 20556.8748 | 5562.6944 | 43.7647 | 41.3292 | 43.7647 | 41.9828 | 0 | 0.3 | 0.7 | 0.7 | 0.78667 | 0.21287 | 1 | 0 | 0.89478 | 0.89478 | 0.77151 | 0 | 0.91012 | 0.85687 | 1 | 0.91338 | 0.78122 | 36660.8072 | 152587.3282 | 14148913199.7596 | 4952119619.9158 | 11825980.56 | 13986456.029 | 2.2097 | 2.2087 | 2.2097 | 5594.5824 | 0.62521 | 0.51138 | 0.62447 | 0.53221 | 0.023116 | 0.77842 | 0.77416 | 0.83812 | 1.2226 | 8.8818e-15
950 | 27582.6563 | 8274.7969 | 19307.8594 | 21698.9234 | 5871.733 | 45.5294 | 43.6252 | 45.5294 | 44.3152 | 0 | 0.3 | 0.7 | 0.7 | 0.78669 | 0.21288 | 1 | 0 | 0.90103 | 0.90103 | 0.77688 | 0 | 0.91702 | 0.8587 | 1 | 0.92031 | 0.78717 | 35291.27 | 152896.3668 | 14926886255.9297 | 5224410189.5754 | 12482979.48 | 14763481.364 | 2.2096 | 2.2087 | 2.2096 | 5905.3925 | 0.65042 | 0.53978 | 0.65916 | 0.56178 | 0.023116 | 0.78435 | 0.77573 | 0.83981 | 1.205 | 8.8818e-15
1000 | 29033.7435 | 8710.123 | 20323.6204 | 22840.972 | 6180.7715 | 47.2941 | 45.9213 | 47.2941 | 46.6475 | 0 | 0.3 | 0.7 | 0.7 | 0.7867 | 0.21288 | 1 | 0 | 0.90728 | 0.90728 | 0.78226 | 0 | 0.92392 | 0.86052 | 1 | 0.92724 | 0.79312 | 33898.2567 | 153205.4053 | 15704859312.0998 | 5496700759.2349 | 13139978.4 | 15540506.6989 | 2.2096 | 2.2087 | 2.2096 | 6216.2027 | 0.67563 | 0.56818 | 0.69385 | 0.59134 | 0.023116 | 0.79029 | 0.7773 | 0.8415 | 1.1891 | 8.8818e-15
1050 | 30484.8307 | 9145.4492 | 21339.3815 | 23983.0205 | 6489.8101 | 49.0588 | 48.2173 | 49.0588 | 48.9799 | 0 | 0.3 | 0.7 | 0.7 | 0.78672 | 0.21289 | 1 | 0 | 0.91353 | 0.91353 | 0.78763 | 0 | 0.93083 | 0.86235 | 1 | 0.93417 | 0.79908 | 32505.2435 | 153514.4439 | 16482832368.2699 | 5768991328.8945 | 13796977.32 | 16317532.0338 | 2.2095 | 2.2087 | 2.2095 | 6527.0128 | 0.70084 | 0.59657 | 0.72855 | 0.62091 | 0.023116 | 0.79622 | 0.77887 | 0.8432 | 1.1748 | 8.8818e-15
1100 | 31935.9178 | 9580.7754 | 22355.1425 | 25125.0691 | 6798.8487 | 51.3123 | 50.5134 | 50.8235 | 51.3123 | 0 | 0.3 | 0.7 | 0.7 | 0.78673 | 0.21289 | 1 | 0 | 0.91978 | 0.91978 | 0.793 | 0 | 0.93773 | 0.86417 | 1 | 0.9411 | 0.80503 | 31112.2302 | 153823.4825 | 17260805424.44 | 6041281898.554 | 14453976.24 | 17094557.3688 | 2.2095 | 2.2087 | 2.2095 | 6837.8229 | 0.73303 | 0.62497 | 0.76324 | 0.65048 | 0.023116 | 0.80215 | 0.78043 | 0.84489 | 1.1729 | 8.8818e-15
1150 | 33387.005 | 10095.8261 | 23291.1789 | 26267.1177 | 7107.8873 | 53.6447 | 52.8012 | 52.5882 | 53.6447 | 0 | 0.30239 | 0.69761 | 0.69761 | 0.78675 | 0.21289 | 1 | 0 | 0.92603 | 0.92603 | 0.79837 | 0 | 0.94463 | 0.86599 | 1 | 0.94802 | 0.81099 | 29719.217 | 154132.5211 | 18038778480.6101 | 6313572468.2135 | 15110975.16 | 17871582.7037 | 2.2095 | 2.2087 | 2.2095 | 7148.6331 | 0.76635 | 0.65337 | 0.79793 | 0.68005 | 0.023116 | 0.80808 | 0.782 | 0.84658 | 1.1729 | 1.0658e-14
1200 | 34838.0922 | 10844.0493 | 23994.0429 | 27409.1663 | 7416.9259 | 55.9771 | 55.0969 | 54.6085 | 55.9771 | 0 | 0.31127 | 0.68873 | 0.68873 | 0.78676 | 0.2129 | 1 | 0 | 0.93228 | 0.93228 | 0.80375 | 0 | 0.95154 | 0.86782 | 1 | 0.95495 | 0.81694 | 28326.2037 | 154441.5596 | 18816751536.7802 | 6585863037.8731 | 15767974.08 | 18648608.0387 | 2.2094 | 2.2087 | 2.2094 | 7459.4432 | 0.79967 | 0.68176 | 0.83262 | 0.70961 | 0.023116 | 0.81402 | 0.78357 | 0.84827 | 1.1729 | 8.8818e-15
1250 | 36289.1794 | 11801.5899 | 24487.5895 | 28551.2149 | 7725.9644 | 58.3094 | 57.3926 | 56.8839 | 58.3094 | 0 | 0.32521 | 0.67479 | 0.67479 | 0.78677 | 0.2129 | 1 | 0 | 0.93853 | 0.93853 | 0.80912 | 0 | 0.95844 | 0.86964 | 1 | 0.96188 | 0.82289 | 26925.6006 | 154750.5982 | 19594724592.9503 | 6858153607.5326 | 16424973 | 19425633.3736 | 2.2094 | 2.2087 | 2.2094 | 7770.2533 | 0.83299 | 0.71016 | 0.86732 | 0.73918 | 0.023116 | 0.81995 | 0.78514 | 0.84996 | 1.173 | 8.8818e-15
1300 | 37740.2665 | 12997.4843 | 24742.7822 | 29693.2635 | 8035.003 | 60.6418 | 59.6883 | 59.1592 | 60.6418 | 0 | 0.34439 | 0.65561 | 0.65561 | 0.78678 | 0.2129 | 1 | 0 | 0.94478 | 0.94478 | 0.81449 | 0 | 0.96534 | 0.87147 | 1 | 0.96881 | 0.82885 | 25507.9969 | 155059.6368 | 20372697649.1204 | 7130444177.1921 | 17081971.92 | 20202658.7086 | 2.2094 | 2.2087 | 2.2094 | 8081.0635 | 0.86631 | 0.73856 | 0.90201 | 0.76875 | 0.023116 | 0.82588 | 0.78671 | 0.85165 | 1.173 | 1.0658e-14
1350 | 39191.3537 | 14326.5062 | 24864.8475 | 30835.3121 | 8344.0416 | 62.9742 | 61.984 | 61.4346 | 62.9742 | 0 | 0.36555 | 0.63445 | 0.63445 | 0.78679 | 0.21291 | 1 | 0 | 0.95103 | 0.95103 | 0.81986 | 0 | 0.97225 | 0.87329 | 1 | 0.97574 | 0.8348 | 24083.295 | 155368.6754 | 21150670705.2905 | 7402734746.8517 | 17738970.84 | 20979684.0435 | 2.2093 | 2.2087 | 2.2093 | 8391.8736 | 0.89963 | 0.76695 | 0.9367 | 0.79831 | 0.023116 | 0.83182 | 0.78827 | 0.85334 | 1.173 | 1.0658e-14
1400 | 40642.4409 | 15711.7564 | 24930.6845 | 31977.3607 | 8653.0802 | 65.3066 | 64.2797 | 63.7099 | 65.3066 | 0 | 0.38658 | 0.61342 | 0.61342 | 0.7868 | 0.21291 | 1 | 0 | 0.95728 | 0.95728 | 0.82524 | 0 | 0.97915 | 0.87511 | 1 | 0.98267 | 0.84076 | 22658.5931 | 155677.714 | 21928643761.4606 | 7675025316.5112 | 18395969.76 | 21756709.3785 | 2.2093 | 2.2087 | 2.2093 | 8702.6838 | 0.93295 | 0.79535 | 0.9714 | 0.82788 | 0.023116 | 0.83775 | 0.78984 | 0.85504 | 1.173 | 1.0658e-14
1450 | 42093.5281 | 17106.1836 | 24987.3445 | 33119.4093 | 8962.1187 | 67.6389 | 66.5754 | 65.9853 | 67.6389 | 0 | 0.40639 | 0.59361 | 0.59361 | 0.78681 | 0.21291 | 1 | 0 | 0.96353 | 0.96353 | 0.83061 | 0 | 0.98 | 0.87694 | 1 | 0.98959 | 0.84671 | 21230.1298 | 155986.7525 | 22706615875.9776 | 7947315556.5922 | 19052968.68 | 22533734.7134 | 2.2093 | 2.2087 | 2.2093 | 9013.4939 | 0.96627 | 0.82375 | 1.0061 | 0.85745 | 0.023116 | 0.84367 | 0.79141 | 0.85673 | 1.173 | 1.0658e-14
1500 | 43544.6152 | 18500.6108 | 25044.0044 | 34261.4579 | 9271.1573 | 69.9713 | 68.8711 | 68.2606 | 69.9713 | 0 | 0.42487 | 0.57513 | 0.57513 | 0.78681 | 0.21291 | 1 | 0 | 0.96978 | 0.96978 | 0.83598 | 0 | 0.98 | 0.87876 | 1 | 0.99652 | 0.85266 | 19788.6907 | 156295.7911 | 23484586258.5206 | 8219605190.4822 | 19709967.6 | 23310760.0483 | 2.2093 | 2.2087 | 2.2093 | 9324.304 | 0.99959 | 0.85215 | 1.0408 | 0.88702 | 0.023116 | 0.84958 | 0.79298 | 0.85842 | 1.173 | 1.0658e-14
1550 | 44995.7024 | 19895.038 | 25100.6644 | 35403.5065 | 9580.1959 | 72.3037 | 71.1668 | 70.536 | 72.3037 | 0 | 0.44215 | 0.55785 | 0.55785 | 0.78682 | 0.21291 | 1 | 0 | 0.97603 | 0.97603 | 0.84135 | 0 | 0.98 | 0.88059 | 1 | 1 | 0.85861 | 18348.563 | 156604.8297 | 24262550150.4519 | 8491892552.6582 | 20366966.52 | 24087785.3833 | 2.2092 | 2.2087 | 2.2092 | 9635.1142 | 1.0329 | 0.88054 | 1.0755 | 0.91658 | 0.023116 | 0.85541 | 0.79455 | 0.86011 | 1.173 | 1.0658e-14
1600 | 46446.7896 | 21289.4653 | 25157.3243 | 36545.5551 | 9889.2345 | 74.6361 | 73.4625 | 72.8113 | 74.6361 | 0 | 0.45836 | 0.54164 | 0.54164 | 0.78683 | 0.21292 | 1 | 0 | 0.98228 | 0.98228 | 0.84672 | 0 | 0.98 | 0.88241 | 1 | 1 | 0.86454 | 16910.4093 | 156913.8683 | 25040505073.7458 | 8764176775.811 | 21023965.44 | 24864810.7182 | 2.2092 | 2.2087 | 2.2092 | 9945.9243 | 1.0662 | 0.90894 | 1.1102 | 0.94615 | 0.023116 | 0.86115 | 0.79611 | 0.8618 | 1.173 | 1.0658e-14
1650 | 47897.8768 | 22687.7173 | 25210.1595 | 37687.6037 | 10198.2731 | 76.9684 | 75.7582 | 75.0867 | 76.9684 | 0 | 0.47367 | 0.52633 | 0.52633 | 0.78683 | 0.21292 | 1 | 0 | 0.98853 | 0.98853 | 0.8521 | 0 | 0.98 | 0.88423 | 1 | 1 | 0.87044 | 15467.4094 | 157222.9068 | 25818444777.0239 | 9036455671.9584 | 21680964.36 | 25641836.0532 | 2.2092 | 2.2087 | 2.2092 | 10256.7344 | 1.0995 | 0.93734 | 1.1449 | 0.97572 | 0.023116 | 0.86673 | 0.79768 | 0.86349 | 1.1731 | 1.0658e-14
1700 | 49348.9639 | 24087.1089 | 25261.855 | 38829.6523 | 10507.3116 | 79.3008 | 78.0539 | 77.3621 | 79.3008 | 0 | 0.4881 | 0.5119 | 0.5119 | 0.78684 | 0.21292 | 1 | 0 | 0.99478 | 0.99478 | 0.85747 | 0 | 0.98 | 0.88606 | 1 | 1 | 0.87624 | 14053.0065 | 157531.9454 | 26596367312.1203 | 9308728559.2421 | 22337963.28 | 26418861.3881 | 2.2092 | 2.2087 | 2.2092 | 10567.5446 | 1.1329 | 0.96573 | 1.1796 | 1.0053 | 0.023116 | 0.87212 | 0.79925 | 0.86518 | 1.1731 | 1.0658e-14
1750 | 50800.0511 | 25487.3233 | 25312.7279 | 39971.7009 | 10816.3502 | 81.6332 | 80.3496 | 79.6374 | 81.6332 | 0 | 0.50172 | 0.49828 | 0.49828 | 0.78684 | 0.21292 | 1 | 0 | 1.001 | 1.001 | 0.86284 | 0 | 0.98 | 0.88788 | 1 | 1 | 0.88191 | 12674.1687 | 157840.984 | 27374274995.0145 | 9580996248.2551 | 22994962.2 | 27195886.7231 | 2.2092 | 2.2087 | 2.2092 | 10878.3547 | 1.1662 | 0.99413 | 1.2142 | 1.0349 | 0.023116 | 0.87736 | 0.80082 | 0.86687 | 1.1731 | 1.0658e-14
1800 | 52251.1383 | 26889.0241 | 25362.1142 | 41113.7495 | 11125.3888 | 83.9656 | 82.6453 | 81.9128 | 83.9656 | 0 | 0.51461 | 0.48539 | 0.48539 | 0.78685 | 0.21292 | 1 | 0 | 1.0073 | 1.0073 | 0.86821 | 0 | 0.98 | 0.88971 | 1 | 1 | 0.8874 | 11321.706 | 158150.0226 | 28152160726.0956 | 9853256254.1334 | 23651961.12 | 27972912.058 | 2.2092 | 2.2087 | 2.2092 | 11189.1648 | 1.1995 | 1.0225 | 1.2489 | 1.0644 | 0.023116 | 0.88236 | 0.80238 | 0.86857 | 1.1731 | 1.0658e-14
1850 | 53702.2255 | 28323.0879 | 25379.1376 | 42255.7981 | 11434.4274 | 86.298 | 84.9041 | 84.1881 | 86.298 | 0 | 0.52741 | 0.47259 | 0.47259 | 0.78685 | 0.21292 | 0.9987 | 167.7813 | 1.0201 | 1.0201 | 0.87376 | 0 | 0.98 | 0.88657 | 1 | 1 | 0.89282 | 9818.4137 | 158256.7926 | 28929915831.3154 | 10125470540.9604 | 24308960.04 | 28749937.393 | 2.2092 | 2.2087 | 2.2092 | 11499.975 | 1.2722 | 1.0518 | 1.2836 | 1.094 | 0.023116 | 0.8872 | 0.80293 | 0.86915 | 1.1731 | 1.0658e-14
1900 | 55153.3126 | 29770.8073 | 25382.5054 | 43397.8467 | 11743.4659 | 88.6303 | 87.0701 | 86.4635 | 88.6303 | 0 | 0.53978 | 0.46022 | 0.46022 | 0.78686 | 0.21292 | 0.99684 | 406.0976 | 1.0279 | 1.0279 | 0.8794 | 0 | 0.98 | 0.88841 | 1 | 1 | 0.89797 | 8388.2322 | 158278.2152 | 29707595518.4528 | 10397658431.4585 | 24965958.96 | 29526962.7279 | 2.2091 | 2.2087 | 2.2091 | 11810.7851 | 1.3151 | 1.0816 | 1.3183 | 1.1236 | 0.023116 | 0.89175 | 0.80304 | 0.86926 | 1.1731 | 1.0658e-14
1950 | 56604.3998 | 31226.166 | 25378.2339 | 44539.8953 | 12052.5045 | 90.9627 | 89.3617 | 88.7388 | 90.9627 | 0 | 0.55166 | 0.44834 | 0.44834 | 0.78686 | 0.21293 | 0.99467 | 683.474 | 1.0359 | 1.0359 | 0.8851 | 0 | 0.98 | 0.89025 | 1 | 1 | 0.90304 | 6982.301 | 158251.8922 | 30485226985.2268 | 10669829444.8294 | 25622957.88 | 30303988.0628 | 2.2091 | 2.2087 | 2.2091 | 12121.5952 | 1.3588 | 1.1118 | 1.353 | 1.1531 | 0.023116 | 0.89608 | 0.8029 | 0.86912 | 1.1731 | 7.1054e-15
2000 | 58055.487 | 32687.6231 | 25367.8639 | 45681.9439 | 12361.5431 | 93.2951 | 91.5977 | 91.0142 | 93.2951 | 0 | 0.56304 | 0.43696 | 0.43696 | 0.78687 | 0.21293 | 0.99225 | 992.1973 | 1.044 | 1.044 | 0.89088 | 0 | 0.98 | 0.89209 | 1 | 1 | 0.90771 | 5686.6048 | 158187.4538 | 31262819799.5881 | 10941986929.8558 | 26279956.8 | 31081013.3978 | 2.2091 | 2.2087 | 2.2091 | 12432.4054 | 1.4033 | 1.1423 | 1.3877 | 1.1827 | 0.023116 | 0.90023 | 0.80257 | 0.86876 | 1.1731 | 7.1054e-15

## 04_容量扫描_co_capacity_scan
ai_capacity_mw | total_withdrawal_ml | freshwater_withdrawal_ml | reclaimed_water_use_ml | consumption_ml | return_flow_ml | maximum_daily_withdrawal_ml | p95_daily_withdrawal_ml | maximum_7day_average_ml | summer_peak_withdrawal_ml | unmet_cooling_water_ml | freshwater_dependency_ratio | reclaimed_water_substitution_ratio | urban_water_circularity_ratio | consumption_fraction | return_ratio | system_reliability_fraction | domestic_unmet_ml | peak_total_demand_to_wtw_capacity | peak_capacity_ratio | mean_total_demand_to_wtw_capacity | coincident_city_ai_peak | max_wtw_utilization | max_wwtw_utilization | max_reuse_utilization | max_source_abstraction_ratio | mean_source_abstraction_ratio | min_source_storage_ml | wastewater_ml | system_energy_kwh | system_carbon_kg_co2e | it_energy_mwh | facility_energy_mwh | site_wue_l_kwh_it | process_wue_l_kwh_it | wue_l_kwh_it | offsite_electricity_water_ml | max_local_connection_ratio | mean_local_connection_ratio | max_daily_average_grid_connection_ratio | mean_daily_average_grid_connection_ratio | internal_cooling_recovery_ratio | mean_wtw_utilization | mean_wwtw_utilization | mean_reuse_utilization | daily_peak_factor | balance_residual_max_ml
0 | 0 | 0 | 0 | 0 | 0 | 0 | 0 | 0 | 0 | 0 | 0 | 0 | 0 | 0 | 0 | 1 | 0 | 0.73363 | 0.73363 | 0.64015 | 0 | 0.74253 | 0.80007 | 1 | 0.72707 | 0.62921 | 63971.8723 | 143952.7054 | 142336631.3855 | 49817820.9849 | 0 | 0 | 0 | 0 | 0 | 0 | 0 | 0 | 0 | 0 | 0 | 0.64259 | 0.73035 | 0.82398 |  | 0
50 | 1394.1707 | 766.7939 | 627.3768 | 1128.5616 | 253.609 | 13.6993 | 2.1648 | 13.6993 | 2.2192 | 0 | 0.55 | 0.45 | 0.45 | 0.80949 | 0.18191 | 1 | 0 | 0.73946 | 0.73946 | 0.64518 | 0 | 0.74903 | 0.80158 | 1 | 0.73343 | 0.63469 | 63604.8202 | 144206.3144 | 911094427.0395 | 318883049.4638 | 656998.92 | 767856.9192 | 2.122 | 2.1038 | 2.122 | 138.2142 | 0.1957 | 0.027283 | 0.034246 | 0.029218 | 0.01998 | 0.64818 | 0.73164 | 0.82542 | 7.1731 | 3.2752e-15
100 | 2776.3413 | 1526.9877 | 1249.3536 | 2257.1232 | 507.2181 | 15.3987 | 4.3296 | 15.3987 | 4.4383 | 0 | 0.55 | 0.45 | 0.45 | 0.81298 | 0.18269 | 1 | 0 | 0.7453 | 0.7453 | 0.65016 | 0 | 0.75552 | 0.80308 | 1 | 0.73979 | 0.64011 | 63222.3312 | 144459.9235 | 1679845008.6313 | 587945753.021 | 1313997.84 | 1535713.8384 | 2.1129 | 2.1038 | 2.1129 | 276.4285 | 0.21998 | 0.054332 | 0.068491 | 0.058437 | 0.01998 | 0.65372 | 0.73293 | 0.82687 | 4.0489 | 3.2196e-15
150 | 4158.512 | 2287.1816 | 1871.3304 | 3385.6849 | 760.8271 | 17.098 | 6.4944 | 17.098 | 6.6575 | 0 | 0.55 | 0.45 | 0.45 | 0.81416 | 0.18296 | 1 | 0 | 0.75114 | 0.75114 | 0.65514 | 0 | 0.76202 | 0.80459 | 1 | 0.74615 | 0.64554 | 62839.8422 | 144713.5325 | 2448595590.2232 | 857008456.5781 | 1970996.76 | 2303570.7576 | 2.1099 | 2.1038 | 2.1099 | 414.6427 | 0.24426 | 0.08138 | 0.10274 | 0.087655 | 0.01998 | 0.65926 | 0.73421 | 0.82831 | 3.0015 | 2.8866e-15
200 | 5540.6826 | 3047.3755 | 2493.3072 | 4514.2465 | 1014.4361 | 18.7974 | 8.6592 | 18.7974 | 8.8767 | 0 | 0.55 | 0.45 | 0.45 | 0.81475 | 0.18309 | 1 | 0 | 0.75698 | 0.75698 | 0.66013 | 0 | 0.76851 | 0.8061 | 1 | 0.75251 | 0.65096 | 62457.3533 | 144967.1416 | 3217346171.8151 | 1126071160.1353 | 2627995.68 | 3071427.6768 | 2.1083 | 2.1038 | 2.1083 | 552.857 | 0.26853 | 0.10843 | 0.13698 | 0.11687 | 0.01998 | 0.6648 | 0.7355 | 0.82976 | 2.4766 | 5.5511e-15
250 | 6922.8533 | 3807.5693 | 3115.284 | 5642.8081 | 1268.0452 | 20.4967 | 10.8239 | 20.4967 | 11.0958 | 0 | 0.55 | 0.45 | 0.45 | 0.8151 | 0.18317 | 1 | 0 | 0.76282 | 0.76282 | 0.66511 | 0 | 0.775 | 0.80761 | 1 | 0.75887 | 0.65638 | 62074.8643 | 145220.7506 | 3986096753.4069 | 1395133863.6924 | 3284994.6 | 3839284.5961 | 2.1074 | 2.1038 | 2.1074 | 691.0712 | 0.29281 | 0.13548 | 0.17123 | 0.14609 | 0.01998 | 0.67034 | 0.73679 | 0.8312 | 2.1613 | 5.5511e-15
300 | 8305.024 | 4567.7632 | 3737.2608 | 6771.3697 | 1521.6542 | 22.1961 | 12.9887 | 22.1961 | 13.315 | 0 | 0.55 | 0.45 | 0.45 | 0.81533 | 0.18322 | 1 | 0 | 0.76866 | 0.76866 | 0.67009 | 0 | 0.7815 | 0.80912 | 1 | 0.76523 | 0.66181 | 61692.3753 | 145474.3596 | 4754847334.9988 | 1664196567.2496 | 3941993.52 | 4607141.5153 | 2.1068 | 2.1038 | 2.1068 | 829.2855 | 0.31709 | 0.16252 | 0.20547 | 0.17531 | 0.01998 | 0.67588 | 0.73807 | 0.83265 | 1.951 | 5.7732e-15
350 | 9687.1946 | 5327.957 | 4359.2376 | 7899.9314 | 1775.2633 | 23.8954 | 15.1535 | 23.8954 | 15.5342 | 0 | 0.55 | 0.45 | 0.45 | 0.8155 | 0.18326 | 1 | 0 | 0.7745 | 0.7745 | 0.67507 | 0 | 0.78799 | 0.81062 | 1 | 0.77159 | 0.66723 | 61309.8864 | 145727.9687 | 5523597916.5907 | 1933259270.8067 | 4598992.44 | 5374998.4345 | 2.1064 | 2.1038 | 2.1064 | 967.4997 | 0.34136 | 0.18957 | 0.23972 | 0.20453 | 0.01998 | 0.68142 | 0.73936 | 0.8341 | 1.8007 | 5.7732e-15
400 | 11069.3653 | 6088.1509 | 4981.2144 | 9028.493 | 2028.8723 | 25.5948 | 17.3183 | 25.5948 | 17.7533 | 0 | 0.55 | 0.45 | 0.45 | 0.81563 | 0.18329 | 1 | 0 | 0.78034 | 0.78034 | 0.68006 | 0 | 0.79449 | 0.81213 | 1 | 0.77794 | 0.67266 | 60927.3974 | 145981.5777 | 6292348498.1825 | 2202321974.3639 | 5255991.36 | 6142855.3537 | 2.106 | 2.1038 | 2.106 | 1105.714 | 0.36564 | 0.21662 | 0.27397 | 0.23375 | 0.01998 | 0.68696 | 0.74065 | 0.83554 | 1.6879 | 5.7732e-15
450 | 12451.536 | 6848.3448 | 5603.1912 | 10157.0546 | 2282.4813 | 27.2941 | 19.4831 | 27.2941 | 19.9725 | 0 | 0.55 | 0.45 | 0.45 | 0.81573 | 0.18331 | 1 | 0 | 0.78618 | 0.78618 | 0.68504 | 0 | 0.80098 | 0.81364 | 1 | 0.7843 | 0.67808 | 60544.7128 | 146235.1867 | 7061099079.7744 | 2471384677.921 | 5912990.28 | 6910712.2729 | 2.1058 | 2.1038 | 2.1058 | 1243.9282 | 0.38992 | 0.24367 | 0.30821 | 0.26296 | 0.01998 | 0.6925 | 0.74193 | 0.83699 | 1.6002 | 5.3291e-15
500 | 13833.7066 | 7608.5386 | 6225.168 | 11285.6162 | 2536.0904 | 28.9935 | 21.6479 | 28.9935 | 22.1916 | 0 | 0.55 | 0.45 | 0.45 | 0.81581 | 0.18333 | 1 | 0 | 0.79202 | 0.79202 | 0.69002 | 0 | 0.80747 | 0.81515 | 1 | 0.79066 | 0.68351 | 60152.5021 | 146488.7958 | 7829849661.3663 | 2740447381.4782 | 6569989.2 | 7678569.1921 | 2.1056 | 2.1038 | 2.1056 | 1382.1425 | 0.41419 | 0.27072 | 0.34246 | 0.29218 | 0.01998 | 0.69804 | 0.74322 | 0.83843 | 1.53 | 5.3291e-15
550 | 15215.8773 | 8368.7325 | 6847.1448 | 12414.1779 | 2789.6994 | 30.6928 | 23.8127 | 30.6928 | 24.4108 | 0 | 0.55 | 0.45 | 0.45 | 0.81587 | 0.18334 | 1 | 0 | 0.79786 | 0.79786 | 0.695 | 0 | 0.81397 | 0.81666 | 1 | 0.79702 | 0.68893 | 59759.7533 | 146742.4048 | 8598600242.9581 | 3009510085.0353 | 7226988.12 | 8446426.1113 | 2.1054 | 2.1038 | 2.1054 | 1520.3567 | 0.43847 | 0.29777 | 0.3767 | 0.3214 | 0.01998 | 0.70358 | 0.74451 | 0.83988 | 1.4725 | 5.3291e-15
600 | 16598.0479 | 9128.9264 | 7469.1216 | 13542.7395 | 3043.3084 | 32.3922 | 25.9775 | 32.3922 | 26.63 | 0 | 0.55 | 0.45 | 0.45 | 0.81592 | 0.18335 | 1 | 0 | 0.8037 | 0.8037 | 0.69999 | 0 | 0.82046 | 0.81816 | 1 | 0.80338 | 0.69435 | 59349.691 | 146996.0139 | 9367350824.55 | 3278572788.5925 | 7883987.04 | 9214283.0305 | 2.1053 | 2.1038 | 2.1053 | 1658.5709 | 0.46275 | 0.32482 | 0.41095 | 0.35062 | 0.01998 | 0.70912 | 0.74579 | 0.84133 | 1.4246 | 5.3291e-15
650 | 17980.2186 | 9889.1202 | 8091.0984 | 14671.3011 | 3296.9175 | 34.0915 | 28.1423 | 34.0915 | 28.8491 | 0 | 0.55 | 0.45 | 0.45 | 0.81597 | 0.18336 | 1 | 0 | 0.80954 | 0.80954 | 0.70497 | 0 | 0.82696 | 0.81967 | 1 | 0.80974 | 0.69978 | 58918.2172 | 147249.6229 | 10136101406.1419 | 3547635492.1497 | 8540985.96 | 9982139.9498 | 2.1052 | 2.1038 | 2.1052 | 1796.7852 | 0.48702 | 0.35186 | 0.44519 | 0.37984 | 0.01998 | 0.71466 | 0.74708 | 0.84277 | 1.3841 | 5.3291e-15
700 | 19362.3893 | 10649.3141 | 8713.0752 | 15799.8627 | 3550.5265 | 35.7909 | 30.307 | 35.7909 | 31.0683 | 0 | 0.55 | 0.45 | 0.45 | 0.81601 | 0.18337 | 1 | 0 | 0.81538 | 0.81538 | 0.70995 | 0 | 0.83345 | 0.82118 | 1 | 0.8161 | 0.7052 | 58486.7434 | 147503.2319 | 10904851987.7337 | 3816698195.7068 | 9197984.88 | 10749996.869 | 2.1051 | 2.1038 | 2.1051 | 1934.9994 | 0.5113 | 0.37891 | 0.47944 | 0.40906 | 0.01998 | 0.7202 | 0.74837 | 0.84422 | 1.3494 | 5.3291e-15
750 | 20744.5599 | 11409.508 | 9335.052 | 16928.4244 | 3804.1356 | 37.4902 | 32.4718 | 37.4902 | 33.2875 | 0 | 0.55 | 0.45 | 0.45 | 0.81604 | 0.18338 | 1 | 0 | 0.82122 | 0.82122 | 0.71493 | 0 | 0.83994 | 0.82269 | 1 | 0.82246 | 0.71063 | 58055.2696 | 147756.841 | 11673602569.3256 | 4085760899.264 | 9854983.8 | 11517853.7882 | 2.105 | 2.1038 | 2.105 | 2073.2137 | 0.53557 | 0.40596 | 0.51368 | 0.43827 | 0.01998 | 0.72574 | 0.74965 | 0.84566 | 1.3193 | 5.3291e-15
800 | 22126.7306 | 12169.7018 | 9957.0288 | 18056.986 | 4057.7446 | 39.1896 | 34.6366 | 39.1896 | 35.5066 | 0 | 0.55 | 0.45 | 0.45 | 0.81607 | 0.18339 | 1 | 0 | 0.82706 | 0.82706 | 0.71992 | 0 | 0.84644 | 0.8242 | 1 | 0.82881 | 0.71605 | 57623.7957 | 148010.45 | 12442353150.9175 | 4354823602.8211 | 10511982.72 | 12285710.7074 | 2.1049 | 2.1038 | 2.1049 | 2211.4279 | 0.55985 | 0.43301 | 0.54793 | 0.46749 | 0.01998 | 0.73128 | 0.75094 | 0.84711 | 1.2929 | 5.3291e-15
850 | 23508.9012 | 12929.8957 | 10579.0056 | 19185.5476 | 4311.3536 | 40.8889 | 36.8014 | 40.8889 | 37.7258 | 0 | 0.55 | 0.45 | 0.45 | 0.8161 | 0.18339 | 1 | 0 | 0.8329 | 0.8329 | 0.7249 | 0 | 0.85293 | 0.82571 | 1 | 0.83517 | 0.72148 | 57192.3219 | 148264.059 | 13211103732.5093 | 4623886306.3783 | 11168981.64 | 13053567.6266 | 2.1048 | 2.1038 | 2.1048 | 2349.6422 | 0.58413 | 0.46006 | 0.58218 | 0.49671 | 0.01998 | 0.73682 | 0.75223 | 0.84855 | 1.2697 | 5.3291e-15
900 | 24891.0719 | 13690.0895 | 11200.9824 | 20314.1092 | 4564.9627 | 42.5882 | 38.9662 | 42.5882 | 39.945 | 0 | 0.55 | 0.45 | 0.45 | 0.81612 | 0.1834 | 1 | 0 | 0.83874 | 0.83874 | 0.72988 | 0 | 0.85943 | 0.82721 | 1 | 0.84153 | 0.7269 | 56760.8481 | 148517.6681 | 13979854314.1012 | 4892949009.9354 | 11825980.56 | 13821424.5458 | 2.1048 | 2.1038 | 2.1048 | 2487.8564 | 0.6084 | 0.48711 | 0.61642 | 0.52593 | 0.01998 | 0.74236 | 0.75351 | 0.85 | 1.249 | 5.3291e-15
950 | 26273.2426 | 14450.2834 | 11822.9592 | 21442.6709 | 4818.5717 | 44.2876 | 41.131 | 44.2876 | 42.1641 | 0 | 0.55 | 0.45 | 0.45 | 0.81614 | 0.1834 | 1 | 0 | 0.84458 | 0.84458 | 0.73487 | 0 | 0.86592 | 0.82872 | 1 | 0.84789 | 0.73232 | 56293.0785 | 148771.2771 | 14748604895.6931 | 5162011713.4926 | 12482979.48 | 14589281.465 | 2.1047 | 2.1038 | 2.1047 | 2626.0707 | 0.63268 | 0.51415 | 0.65067 | 0.55515 | 0.01998 | 0.7479 | 0.7548 | 0.85145 | 1.2305 | 9.77e-15
1000 | 27655.4132 | 15210.4773 | 12444.936 | 22571.2325 | 5072.1807 | 45.9869 | 43.2958 | 45.9869 | 44.3833 | 0 | 0.55 | 0.45 | 0.45 | 0.81616 | 0.18341 | 1 | 0 | 0.85042 | 0.85042 | 0.73985 | 0 | 0.87241 | 0.83023 | 1 | 0.85425 | 0.73775 | 55040.6707 | 149024.8861 | 15517355477.2849 | 5431074417.0497 | 13139978.4 | 15357138.3842 | 2.1047 | 2.1038 | 2.1047 | 2764.2849 | 0.65696 | 0.5412 | 0.68491 | 0.58437 | 0.01998 | 0.75343 | 0.75609 | 0.85289 | 1.2139 | 1.0658e-14
1050 | 29037.5839 | 15970.6711 | 13066.9128 | 23699.7941 | 5325.7898 | 47.6863 | 45.4606 | 47.6863 | 46.6025 | 0 | 0.55 | 0.45 | 0.45 | 0.81618 | 0.18341 | 1 | 0 | 0.85626 | 0.85626 | 0.74483 | 0 | 0.87891 | 0.83174 | 1 | 0.86061 | 0.74317 | 53787.3329 | 149278.4952 | 16286106058.8768 | 5700137120.6069 | 13796977.32 | 16124995.3035 | 2.1046 | 2.1038 | 2.1046 | 2902.4992 | 0.68123 | 0.56825 | 0.71916 | 0.61358 | 0.01998 | 0.75897 | 0.75737 | 0.85434 | 1.1988 | 1.0658e-14
1100 | 30419.7546 | 16730.865 | 13688.8895 | 24828.3557 | 5579.3988 | 49.3856 | 47.6254 | 49.3856 | 48.8216 | 0 | 0.55 | 0.45 | 0.45 | 0.81619 | 0.18341 | 1 | 0 | 0.8621 | 0.8621 | 0.74981 | 0 | 0.8854 | 0.83325 | 1 | 0.86697 | 0.7486 | 52517.7136 | 149532.1042 | 17054856640.4687 | 5969199824.164 | 14453976.24 | 16892852.2227 | 2.1046 | 2.1038 | 2.1046 | 3040.7134 | 0.70551 | 0.5953 | 0.7534 | 0.6428 | 0.01998 | 0.76451 | 0.75866 | 0.85578 | 1.1851 | 1.0658e-14
1150 | 31801.9252 | 17491.0589 | 14310.8663 | 25956.9174 | 5833.0078 | 51.085 | 49.7901 | 51.085 | 51.0408 | 0 | 0.55 | 0.45 | 0.45 | 0.81621 | 0.18342 | 1 | 0 | 0.86794 | 0.86794 | 0.7548 | 0 | 0.8919 | 0.83475 | 1 | 0.87333 | 0.75402 | 51243.4118 | 149785.7133 | 17823607222.0605 | 6238262527.7212 | 15110975.16 | 17660709.1419 | 2.1046 | 2.1038 | 2.1046 | 3178.9276 | 0.72979 | 0.62235 | 0.78765 | 0.67202 | 0.01998 | 0.77005 | 0.75995 | 0.85723 | 1.1726 | 1.0658e-14
1200 | 33184.0959 | 18251.2527 | 14932.8431 | 27085.479 | 6086.6169 | 53.2599 | 51.9549 | 52.7843 | 53.2599 | 0 | 0.55 | 0.45 | 0.45 | 0.81622 | 0.18342 | 1 | 0 | 0.87378 | 0.87378 | 0.75978 | 1 | 0.89839 | 0.83626 | 1 | 0.87968 | 0.75944 | 49969.1099 | 150039.3223 | 18592357803.6524 | 6507325231.2783 | 15767974.08 | 18428566.0611 | 2.1045 | 2.1038 | 2.1045 | 3317.1419 | 0.76086 | 0.6494 | 0.8219 | 0.70124 | 0.01998 | 0.77559 | 0.76123 | 0.85867 | 1.1716 | 1.0658e-14
1250 | 34566.2665 | 19011.4466 | 15554.8199 | 28214.0406 | 6340.2259 | 55.4791 | 54.1197 | 54.4837 | 55.4791 | 0 | 0.55 | 0.45 | 0.45 | 0.81623 | 0.18342 | 1 | 0 | 0.87962 | 0.87962 | 0.76476 | 1 | 0.90488 | 0.83777 | 1 | 0.88604 | 0.76487 | 48694.8081 | 150292.9313 | 19361108385.2443 | 6776387934.8355 | 16424973 | 19196422.9803 | 2.1045 | 2.1038 | 2.1045 | 3455.3561 | 0.79256 | 0.67644 | 0.85614 | 0.73046 | 0.01998 | 0.78113 | 0.76252 | 0.86012 | 1.1717 | 1.0658e-14
1300 | 35948.4372 | 19771.6405 | 16176.7967 | 29342.6022 | 6593.835 | 57.6983 | 56.2826 | 56.3569 | 57.6983 | 0 | 0.55 | 0.45 | 0.45 | 0.81624 | 0.18342 | 1 | 0 | 0.88546 | 0.88546 | 0.76974 | 1 | 0.91138 | 0.83928 | 1 | 0.8924 | 0.77029 | 47420.5063 | 150546.5404 | 20129858966.8361 | 7045450638.3926 | 17081971.92 | 19964279.8995 | 2.1045 | 2.1038 | 2.1045 | 3593.5704 | 0.82426 | 0.70349 | 0.89039 | 0.75968 | 0.01998 | 0.78667 | 0.76381 | 0.86157 | 1.1717 | 1.0658e-14
1350 | 37330.6079 | 20531.8343 | 16798.7735 | 30471.1639 | 6847.444 | 59.9174 | 58.4473 | 58.5245 | 59.9174 | 0 | 0.55 | 0.45 | 0.45 | 0.81625 | 0.18343 | 1 | 0 | 0.8913 | 0.8913 | 0.77473 | 1 | 0.91787 | 0.84079 | 1 | 0.89876 | 0.77572 | 46146.2044 | 150800.1494 | 20898609548.428 | 7314513341.9498 | 17738970.84 | 20732136.8187 | 2.1044 | 2.1038 | 2.1044 | 3731.7846 | 0.85596 | 0.73054 | 0.92463 | 0.78889 | 0.01998 | 0.79221 | 0.76509 | 0.86301 | 1.1717 | 1.0658e-14
1400 | 38712.7785 | 21292.0282 | 17420.7503 | 31599.7255 | 7101.053 | 62.1366 | 60.612 | 60.6921 | 62.1366 | 0 | 0.55 | 0.45 | 0.45 | 0.81626 | 0.18343 | 1 | 0 | 0.89714 | 0.89714 | 0.77971 | 1 | 0.92436 | 0.84229 | 1 | 0.90512 | 0.78114 | 44871.0004 | 151053.7584 | 21667360130.0199 | 7583576045.507 | 18395969.76 | 21499993.7379 | 2.1044 | 2.1038 | 2.1044 | 3869.9989 | 0.88767 | 0.75759 | 0.95888 | 0.81811 | 0.01998 | 0.79775 | 0.76638 | 0.86446 | 1.1717 | 1.0658e-14
1450 | 40094.9492 | 22052.2221 | 18042.7271 | 32728.2871 | 7354.6621 | 64.3558 | 62.7767 | 62.8596 | 64.3558 | 0 | 0.55 | 0.45 | 0.45 | 0.81627 | 0.18343 | 1 | 0 | 0.90298 | 0.90298 | 0.78469 | 1 | 0.93086 | 0.8438 | 1 | 0.91148 | 0.78657 | 43594.3803 | 151307.3675 | 22436110711.6117 | 7852638749.0641 | 19052968.68 | 22267850.6571 | 2.1044 | 2.1038 | 2.1044 | 4008.2131 | 0.91937 | 0.78464 | 0.99312 | 0.84733 | 0.01998 | 0.80329 | 0.76767 | 0.8659 | 1.1717 | 1.0658e-14
1500 | 41477.1198 | 22812.4159 | 18664.7039 | 33856.8487 | 7608.2711 | 66.5749 | 64.9414 | 65.0272 | 66.5749 | 0 | 0.55 | 0.45 | 0.45 | 0.81628 | 0.18343 | 1 | 0 | 0.90882 | 0.90882 | 0.78967 | 1 | 0.93735 | 0.84531 | 1 | 0.91784 | 0.79199 | 42317.7601 | 151560.9765 | 23204861293.2036 | 8121701452.6213 | 19709967.6 | 23035707.5764 | 2.1044 | 2.1038 | 2.1044 | 4146.4274 | 0.95107 | 0.81169 | 1.0274 | 0.87655 | 0.01998 | 0.80883 | 0.76895 | 0.86735 | 1.1717 | 1.0658e-14
1550 | 42859.2905 | 23572.6098 | 19286.6807 | 34985.4104 | 7861.8801 | 68.7941 | 67.1061 | 67.1948 | 68.7941 | 0 | 0.55 | 0.45 | 0.45 | 0.81629 | 0.18343 | 1 | 0 | 0.91466 | 0.91466 | 0.79466 | 1 | 0.94385 | 0.84682 | 1 | 0.9242 | 0.79741 | 41041.14 | 151814.5856 | 23973611874.7955 | 8390764156.1784 | 20366966.52 | 23803564.4956 | 2.1044 | 2.1038 | 2.1044 | 4284.6416 | 0.98277 | 0.83873 | 1.0616 | 0.90577 | 0.01998 | 0.81437 | 0.77024 | 0.86879 | 1.1717 | 1.0658e-14
1600 | 44241.4612 | 24332.8036 | 19908.6575 | 36113.972 | 8115.4892 | 71.0133 | 69.2708 | 69.3624 | 71.0133 | 0 | 0.55 | 0.45 | 0.45 | 0.81629 | 0.18344 | 1 | 0 | 0.9205 | 0.9205 | 0.79964 | 1 | 0.95034 | 0.84833 | 1 | 0.93055 | 0.80284 | 39764.5198 | 152068.1946 | 24742362456.3873 | 8659826859.7356 | 21023965.44 | 24571421.4148 | 2.1043 | 2.1038 | 2.1043 | 4422.8559 | 1.0145 | 0.86578 | 1.0959 | 0.93499 | 0.01998 | 0.81991 | 0.77153 | 0.87024 | 1.1717 | 1.0658e-14
1650 | 45623.6318 | 25092.9975 | 20530.6343 | 37242.5336 | 8369.0982 | 73.2324 | 71.4356 | 71.5299 | 73.2324 | 0 | 0.55 | 0.45 | 0.45 | 0.8163 | 0.18344 | 1 | 0 | 0.92634 | 0.92634 | 0.80462 | 1 | 0.95683 | 0.84983 | 1 | 0.93691 | 0.80826 | 38487.8997 | 152321.8036 | 25511113037.9792 | 8928889563.2927 | 21680964.36 | 25339278.334 | 2.1043 | 2.1038 | 2.1043 | 4561.0701 | 1.0462 | 0.89283 | 1.1301 | 0.9642 | 0.01998 | 0.82545 | 0.77281 | 0.87169 | 1.1718 | 1.0658e-14
1700 | 47005.8025 | 25868.9144 | 21136.8881 | 38371.0952 | 8622.7073 | 75.4516 | 73.6003 | 73.6975 | 75.4516 | 0 | 0.55033 | 0.44967 | 0.44967 | 0.81631 | 0.18344 | 1 | 0 | 0.93218 | 0.93218 | 0.8096 | 1 | 0.96333 | 0.85134 | 1 | 0.94327 | 0.81369 | 37211.2795 | 152575.4127 | 26279863619.5711 | 9197952266.8499 | 22337963.28 | 26107135.2532 | 2.1043 | 2.1038 | 2.1043 | 4699.2843 | 1.0779 | 0.91988 | 1.1644 | 0.99342 | 0.01998 | 0.83099 | 0.7741 | 0.87313 | 1.1718 | 1.0658e-14
1750 | 48387.9732 | 26731.1632 | 21656.8099 | 39499.6569 | 8876.3163 | 77.6708 | 75.765 | 75.8651 | 77.6708 | 0 | 0.55243 | 0.44757 | 0.44757 | 0.81631 | 0.18344 | 1 | 0 | 0.93802 | 0.93802 | 0.81459 | 1 | 0.96982 | 0.85285 | 1 | 0.94963 | 0.81911 | 35934.6594 | 152829.0217 | 27048614201.1629 | 9467014970.407 | 22994962.2 | 26874992.1724 | 2.1043 | 2.1038 | 2.1043 | 4837.4986 | 1.1096 | 0.94693 | 1.1986 | 1.0226 | 0.01998 | 0.83653 | 0.77539 | 0.87458 | 1.1718 | 1.0658e-14
1800 | 49770.1438 | 27674.0191 | 22096.1247 | 40628.2185 | 9129.9253 | 79.8899 | 77.9297 | 78.0327 | 79.8899 | 0 | 0.55604 | 0.44396 | 0.44396 | 0.81632 | 0.18344 | 1 | 0 | 0.94386 | 0.94386 | 0.81957 | 1 | 0.97632 | 0.85436 | 1 | 0.95599 | 0.82454 | 34623.9726 | 153082.6307 | 27817364782.7548 | 9736077673.9642 | 23651961.12 | 27642849.0916 | 2.1043 | 2.1038 | 2.1043 | 4975.7128 | 1.1413 | 0.97398 | 1.2328 | 1.0519 | 0.01998 | 0.84207 | 0.77667 | 0.87602 | 1.1718 | 1.0658e-14
1850 | 51152.3145 | 28690.4037 | 22461.9108 | 41756.7801 | 9383.5344 | 82.1091 | 80.0944 | 80.2002 | 82.1091 | 0 | 0.56088 | 0.43912 | 0.43912 | 0.81632 | 0.18344 | 1 | 0 | 0.9497 | 0.9497 | 0.82455 | 1 | 0.98 | 0.85587 | 1 | 0.96235 | 0.82996 | 33301.2512 | 153336.2398 | 28586114993.845 | 10005140247.8458 | 24308960.04 | 28410706.0108 | 2.1043 | 2.1038 | 2.1043 | 5113.9271 | 1.173 | 1.001 | 1.2671 | 1.0811 | 0.01998 | 0.8476 | 0.77796 | 0.87747 | 1.1718 | 1.0658e-14
1900 | 52534.4851 | 29792.6434 | 22741.8418 | 42885.3417 | 9637.1434 | 84.3282 | 82.2591 | 82.3678 | 84.3282 | 0 | 0.56711 | 0.43289 | 0.43289 | 0.81633 | 0.18344 | 1 | 0 | 0.95554 | 0.95554 | 0.82953 | 1 | 0.98 | 0.85738 | 1 | 0.96871 | 0.83538 | 31978.5298 | 153589.8488 | 29354864719.298 | 10274202651.7543 | 24965958.96 | 29178562.9301 | 2.1042 | 2.1038 | 2.1042 | 5252.1413 | 1.2047 | 1.0281 | 1.3013 | 1.1103 | 0.01998 | 0.85313 | 0.77925 | 0.87891 | 1.1718 | 8.8818e-15
1950 | 53916.6558 | 30975.195 | 22941.4608 | 44013.9034 | 9890.7524 | 86.5474 | 84.4238 | 84.5354 | 86.5474 | 0 | 0.5745 | 0.4255 | 0.4255 | 0.81633 | 0.18345 | 1 | 0 | 0.96138 | 0.96138 | 0.83452 | 1 | 0.98 | 0.85888 | 1 | 0.97507 | 0.84081 | 30655.8083 | 153843.4578 | 30123613143.45 | 10543264600.2075 | 25622957.88 | 29946419.8493 | 2.1042 | 2.1038 | 2.1042 | 5390.3556 | 1.2364 | 1.0551 | 1.3356 | 1.1395 | 0.01998 | 0.85865 | 0.78054 | 0.88036 | 1.1718 | 1.0658e-14
2000 | 55298.8265 | 32233.5881 | 23065.2384 | 45142.465 | 10144.3615 | 88.7666 | 86.5885 | 86.703 | 88.7666 | 0 | 0.5829 | 0.4171 | 0.4171 | 0.81634 | 0.18345 | 1 | 0 | 0.96722 | 0.96722 | 0.8395 | 1 | 0.98 | 0.86039 | 1 | 0.98142 | 0.84623 | 29333.0869 | 154097.0669 | 30892360375.6781 | 10812326131.4873 | 26279956.8 | 30714276.7685 | 2.1042 | 2.1038 | 2.1042 | 5528.5698 | 1.2681 | 1.0822 | 1.3698 | 1.1687 | 0.01998 | 0.86416 | 0.78182 | 0.88181 | 1.1718 | 1.0658e-14

## 04_容量扫描_ha_capacity_threshold
ai_capacity_mw | total_withdrawal_ml | freshwater_withdrawal_ml | reclaimed_water_use_ml | consumption_ml | return_flow_ml | maximum_daily_withdrawal_ml | p95_daily_withdrawal_ml | maximum_7day_average_ml | summer_peak_withdrawal_ml | unmet_cooling_water_ml | freshwater_dependency_ratio | reclaimed_water_substitution_ratio | urban_water_circularity_ratio | consumption_fraction | return_ratio | system_reliability_fraction | domestic_unmet_ml | peak_total_demand_to_wtw_capacity | peak_capacity_ratio | mean_total_demand_to_wtw_capacity | coincident_city_ai_peak | max_wtw_utilization | max_wwtw_utilization | max_reuse_utilization | max_source_abstraction_ratio | mean_source_abstraction_ratio | min_source_storage_ml | wastewater_ml | system_energy_kwh | system_carbon_kg_co2e | it_energy_mwh | facility_energy_mwh | site_wue_l_kwh_it | process_wue_l_kwh_it | wue_l_kwh_it | offsite_electricity_water_ml | max_local_connection_ratio | mean_local_connection_ratio | max_daily_average_grid_connection_ratio | mean_daily_average_grid_connection_ratio | internal_cooling_recovery_ratio | mean_wtw_utilization | mean_wwtw_utilization | mean_reuse_utilization | daily_peak_factor | balance_residual_max_ml | constraint_status | failed_constraints
50 | 1463.0872 | 438.9262 | 1024.161 | 1142.0486 | 309.0386 | 13.7647 | 2.2961 | 13.7647 | 2.3324 | 0 | 0.3 | 0.7 | 0.7 | 0.78057 | 0.21122 | 1 | 0 | 0.78852 | 0.78852 | 0.68018 | 0 | 0.79276 | 0.82586 | 1 | 0.7956 | 0.68 | 56651.4891 | 147333.6724 | 923371244.8678 | 323179935.7037 | 656998.92 | 777025.3349 | 2.2269 | 2.2087 | 2.2269 | 310.8101 | 0.19664 | 0.028632 | 0.034693 | 0.029567 | 0.023116 | 0.67756 | 0.74751 | 0.80937 | 6.8678 | 2.7756e-16 | safe
100 | 2914.1743 | 874.2523 | 2039.922 | 2284.0972 | 618.0772 | 15.5294 | 4.5921 | 15.5294 | 4.6648 | 0 | 0.3 | 0.7 | 0.7 | 0.78379 | 0.21209 | 1 | 0 | 0.79477 | 0.79477 | 0.68555 | 0 | 0.79966 | 0.82769 | 1 | 0.80253 | 0.68595 | 56204.3787 | 147642.7109 | 1701344301.0379 | 595470505.3633 | 1313997.84 | 1554050.6699 | 2.2178 | 2.2087 | 2.2178 | 621.6203 | 0.22185 | 0.057029 | 0.069385 | 0.059134 | 0.023116 | 0.6835 | 0.74908 | 0.81106 | 3.8901 | 3.2196e-15 | safe
150 | 4365.2615 | 1309.5785 | 3055.6831 | 3426.1458 | 927.1157 | 17.2941 | 6.8882 | 17.2941 | 6.9971 | 0 | 0.3 | 0.7 | 0.7 | 0.78487 | 0.21238 | 1 | 0 | 0.80102 | 0.80102 | 0.69092 | 0 | 0.80656 | 0.82951 | 1 | 0.80946 | 0.6919 | 55757.2683 | 147951.7495 | 2479317357.208 | 867761075.0228 | 1970996.76 | 2331076.0048 | 2.2147 | 2.2087 | 2.2147 | 932.4304 | 0.24706 | 0.085426 | 0.10408 | 0.088702 | 0.023116 | 0.68943 | 0.75064 | 0.81275 | 2.8921 | 2.8866e-15 | safe
200 | 5816.3487 | 1744.9046 | 4071.4441 | 4568.1944 | 1236.1543 | 19.0588 | 9.1843 | 19.0588 | 9.3295 | 0 | 0.3 | 0.7 | 0.7 | 0.78541 | 0.21253 | 1 | 0 | 0.80727 | 0.80727 | 0.6963 | 0 | 0.81347 | 0.83134 | 1 | 0.81639 | 0.69786 | 54936.2915 | 148260.7881 | 3257290413.3781 | 1140051644.6823 | 2627995.68 | 3108101.3398 | 2.2132 | 2.2087 | 2.2132 | 1243.2405 | 0.27227 | 0.11382 | 0.13877 | 0.11827 | 0.023116 | 0.69536 | 0.75221 | 0.81444 | 2.392 | 3.9968e-15 | safe
250 | 7267.4359 | 2180.2308 | 5087.2051 | 5710.243 | 1545.1929 | 20.8235 | 11.4803 | 20.8235 | 11.6619 | 0 | 0.3 | 0.7 | 0.7 | 0.78573 | 0.21262 | 1 | 0 | 0.81352 | 0.81352 | 0.70167 | 0 | 0.82037 | 0.83316 | 1 | 0.82332 | 0.70381 | 53652.2124 | 148569.8267 | 4035263469.5482 | 1412342214.3419 | 3284994.6 | 3885126.6747 | 2.2123 | 2.2087 | 2.2123 | 1554.0507 | 0.29748 | 0.14222 | 0.17346 | 0.14784 | 0.023116 | 0.70129 | 0.75378 | 0.81613 | 2.0917 | 5.7732e-15 | safe
300 | 8718.523 | 2615.5569 | 6102.9661 | 6852.2916 | 1854.2315 | 22.5882 | 13.7764 | 22.5882 | 13.9943 | 0 | 0.3 | 0.7 | 0.7 | 0.78595 | 0.21268 | 1 | 0 | 0.81977 | 0.81977 | 0.70704 | 0 | 0.82727 | 0.83498 | 1 | 0.83024 | 0.70977 | 52368.1334 | 148878.8653 | 4813236525.7183 | 1684632784.0014 | 3941993.52 | 4662152.0097 | 2.2117 | 2.2087 | 2.2117 | 1864.8608 | 0.32269 | 0.17062 | 0.20816 | 0.1774 | 0.023116 | 0.70723 | 0.75535 | 0.81783 | 1.8913 | 5.3291e-15 | safe
350 | 10169.6102 | 3050.8831 | 7118.7272 | 7994.3402 | 2163.27 | 24.3529 | 16.0724 | 24.3529 | 16.3266 | 0 | 0.3 | 0.7 | 0.7 | 0.7861 | 0.21272 | 1 | 0 | 0.82602 | 0.82602 | 0.71241 | 0 | 0.83418 | 0.83681 | 1 | 0.83717 | 0.71572 | 51084.0544 | 149187.9038 | 5591209581.8884 | 1956923353.6609 | 4598992.44 | 5439177.3446 | 2.2113 | 2.2087 | 2.2113 | 2175.6709 | 0.3479 | 0.19901 | 0.24285 | 0.20697 | 0.023116 | 0.71316 | 0.75691 | 0.81952 | 1.7481 | 5.7732e-15 | safe
400 | 11620.6974 | 3486.2092 | 8134.4882 | 9136.3888 | 2472.3086 | 26.1176 | 18.3685 | 26.1176 | 18.659 | 0 | 0.3 | 0.7 | 0.7 | 0.78622 | 0.21275 | 1 | 0 | 0.83227 | 0.83227 | 0.71779 | 0 | 0.84108 | 0.83863 | 1 | 0.8441 | 0.72167 | 49799.9754 | 149496.9424 | 6369182638.0585 | 2229213923.3205 | 5255991.36 | 6216202.6796 | 2.2109 | 2.2087 | 2.2109 | 2486.4811 | 0.37311 | 0.22741 | 0.27754 | 0.23654 | 0.023116 | 0.71909 | 0.75848 | 0.82121 | 1.6407 | 5.7732e-15 | safe
450 | 13071.7846 | 3921.5354 | 9150.2492 | 10278.4374 | 2781.3472 | 27.8823 | 20.6646 | 27.8823 | 20.9914 | 0 | 0.3 | 0.7 | 0.7 | 0.78631 | 0.21277 | 1 | 0 | 0.83852 | 0.83852 | 0.72316 | 0 | 0.84798 | 0.84046 | 1 | 0.85103 | 0.72763 | 48515.8964 | 149805.981 | 7147155694.2286 | 2501504492.98 | 5912990.28 | 6993228.0145 | 2.2107 | 2.2087 | 2.2107 | 2797.2912 | 0.39832 | 0.25581 | 0.31223 | 0.2661 | 0.023116 | 0.72503 | 0.76005 | 0.8229 | 1.5571 | 5.7732e-15 | safe
500 | 14522.8717 | 4356.8615 | 10166.0102 | 11420.486 | 3090.3858 | 29.647 | 22.9606 | 29.647 | 23.3238 | 0 | 0.3 | 0.7 | 0.7 | 0.78638 | 0.21279 | 1 | 0 | 0.84478 | 0.84478 | 0.72853 | 0 | 0.85489 | 0.84228 | 1 | 0.85796 | 0.73358 | 47231.8174 | 150115.0196 | 7925128750.3987 | 2773795062.6396 | 6569989.2 | 7770253.3494 | 2.2105 | 2.2087 | 2.2105 | 3108.1013 | 0.42353 | 0.2842 | 0.34693 | 0.29567 | 0.023116 | 0.73096 | 0.76162 | 0.82459 | 1.4902 | 5.3291e-15 | safe
550 | 15973.9589 | 4792.1877 | 11181.7712 | 12562.5346 | 3399.4244 | 31.4117 | 25.2567 | 31.4117 | 25.6561 | 0 | 0.3 | 0.7 | 0.7 | 0.78644 | 0.21281 | 1 | 0 | 0.85103 | 0.85103 | 0.7339 | 0 | 0.86179 | 0.84411 | 1 | 0.86489 | 0.73954 | 45947.7384 | 150424.0581 | 8703101806.5688 | 3046085632.2991 | 7226988.12 | 8547278.6844 | 2.2103 | 2.2087 | 2.2103 | 3418.9115 | 0.44874 | 0.3126 | 0.38162 | 0.32524 | 0.023116 | 0.73689 | 0.76319 | 0.82628 | 1.4355 | 5.3291e-15 | safe
600 | 17425.0461 | 5227.5138 | 12197.5323 | 13704.5832 | 3708.4629 | 33.1764 | 27.5528 | 33.1764 | 27.9885 | 0 | 0.3 | 0.7 | 0.7 | 0.78649 | 0.21282 | 1 | 0 | 0.85728 | 0.85728 | 0.73928 | 0 | 0.86869 | 0.84593 | 1 | 0.87181 | 0.74549 | 44663.6593 | 150733.0967 | 9481074862.7389 | 3318376201.9586 | 7883987.04 | 9324304.0193 | 2.2102 | 2.2087 | 2.2102 | 3729.7216 | 0.47395 | 0.341 | 0.41631 | 0.35481 | 0.023116 | 0.74282 | 0.76475 | 0.82797 | 1.3899 | 4.4409e-15 | safe
650 | 18876.1333 | 5662.84 | 13213.2933 | 14846.6318 | 4017.5015 | 34.9411 | 29.8488 | 34.9411 | 30.3209 | 0 | 0.3 | 0.7 | 0.7 | 0.78653 | 0.21283 | 1 | 0 | 0.86353 | 0.86353 | 0.74465 | 0 | 0.8756 | 0.84775 | 1 | 0.87874 | 0.75145 | 43379.5803 | 151042.1353 | 10259047918.909 | 3590666771.6182 | 8540985.96 | 10101329.3543 | 2.2101 | 2.2087 | 2.2101 | 4040.5317 | 0.49916 | 0.3694 | 0.451 | 0.38437 | 0.023116 | 0.74876 | 0.76632 | 0.82967 | 1.3513 | 5.3291e-15 | safe
700 | 20327.2204 | 6098.1661 | 14229.0543 | 15988.6804 | 4326.5401 | 36.7058 | 32.1449 | 36.7058 | 32.6533 | 0 | 0.3 | 0.7 | 0.7 | 0.78657 | 0.21284 | 1 | 0 | 0.86978 | 0.86978 | 0.75002 | 0 | 0.8825 | 0.84958 | 1 | 0.88567 | 0.7574 | 42072.6364 | 151351.1739 | 11037020975.0791 | 3862957341.2777 | 9197984.88 | 10878354.6892 | 2.21 | 2.2087 | 2.21 | 4351.3419 | 0.52437 | 0.39779 | 0.4857 | 0.41394 | 0.023116 | 0.75469 | 0.76789 | 0.83136 | 1.3182 | 5.3291e-15 | safe
750 | 21778.3076 | 6533.4923 | 15244.8153 | 17130.729 | 4635.5787 | 38.4705 | 34.441 | 38.4705 | 34.9857 | 0 | 0.3 | 0.7 | 0.7 | 0.7866 | 0.21285 | 1 | 0 | 0.87603 | 0.87603 | 0.75539 | 0 | 0.8894 | 0.8514 | 1 | 0.8926 | 0.76335 | 40744.8724 | 151660.2125 | 11814994031.2493 | 4135247910.9372 | 9854983.8 | 11655380.0242 | 2.2099 | 2.2087 | 2.2099 | 4662.152 | 0.54958 | 0.42619 | 0.52039 | 0.44351 | 0.023116 | 0.76062 | 0.76946 | 0.83305 | 1.2895 | 5.3291e-15 | safe
800 | 23229.3948 | 6968.8184 | 16260.5764 | 18272.7776 | 4944.6172 | 40.2353 | 36.737 | 40.2353 | 37.318 | 0 | 0.3 | 0.7 | 0.7 | 0.78662 | 0.21286 | 1 | 0 | 0.88228 | 0.88228 | 0.76077 | 0 | 0.89631 | 0.85323 | 1 | 0.89953 | 0.76931 | 39396.8813 | 151969.251 | 12592967087.4194 | 4407538480.5968 | 10511982.72 | 12432405.3591 | 2.2098 | 2.2087 | 2.2098 | 4972.9621 | 0.57479 | 0.45459 | 0.55508 | 0.47307 | 0.023116 | 0.76655 | 0.77103 | 0.83474 | 1.2644 | 5.3291e-15 | safe
850 | 24680.482 | 7404.1446 | 17276.3374 | 19414.8262 | 5253.6558 | 42 | 39.0331 | 42 | 39.6504 | 0 | 0.3 | 0.7 | 0.7 | 0.78665 | 0.21287 | 1 | 0 | 0.88853 | 0.88853 | 0.76614 | 0 | 0.90321 | 0.85505 | 1 | 0.90646 | 0.77526 | 38028.8443 | 152278.2896 | 13370940143.5895 | 4679829050.2563 | 11168981.64 | 13209430.6941 | 2.2097 | 2.2087 | 2.2097 | 5283.7723 | 0.6 | 0.48298 | 0.58978 | 0.50264 | 0.023116 | 0.77249 | 0.77259 | 0.83643 | 1.2423 | 5.3291e-15 | safe
900 | 26131.5691 | 7839.4707 | 18292.0984 | 20556.8748 | 5562.6944 | 43.7647 | 41.3292 | 43.7647 | 41.9828 | 0 | 0.3 | 0.7 | 0.7 | 0.78667 | 0.21287 | 1 | 0 | 0.89478 | 0.89478 | 0.77151 | 0 | 0.91012 | 0.85687 | 1 | 0.91338 | 0.78122 | 36660.8072 | 152587.3282 | 14148913199.7596 | 4952119619.9158 | 11825980.56 | 13986456.029 | 2.2097 | 2.2087 | 2.2097 | 5594.5824 | 0.62521 | 0.51138 | 0.62447 | 0.53221 | 0.023116 | 0.77842 | 0.77416 | 0.83812 | 1.2226 | 8.8818e-15 | safe
950 | 27582.6563 | 8274.7969 | 19307.8594 | 21698.9234 | 5871.733 | 45.5294 | 43.6252 | 45.5294 | 44.3152 | 0 | 0.3 | 0.7 | 0.7 | 0.78669 | 0.21288 | 1 | 0 | 0.90103 | 0.90103 | 0.77688 | 0 | 0.91702 | 0.8587 | 1 | 0.92031 | 0.78717 | 35291.27 | 152896.3668 | 14926886255.9297 | 5224410189.5754 | 12482979.48 | 14763481.364 | 2.2096 | 2.2087 | 2.2096 | 5905.3925 | 0.65042 | 0.53978 | 0.65916 | 0.56178 | 0.023116 | 0.78435 | 0.77573 | 0.83981 | 1.205 | 8.8818e-15 | safe
1000 | 29033.7435 | 8710.123 | 20323.6204 | 22840.972 | 6180.7715 | 47.2941 | 45.9213 | 47.2941 | 46.6475 | 0 | 0.3 | 0.7 | 0.7 | 0.7867 | 0.21288 | 1 | 0 | 0.90728 | 0.90728 | 0.78226 | 0 | 0.92392 | 0.86052 | 1 | 0.92724 | 0.79312 | 33898.2567 | 153205.4053 | 15704859312.0998 | 5496700759.2349 | 13139978.4 | 15540506.6989 | 2.2096 | 2.2087 | 2.2096 | 6216.2027 | 0.67563 | 0.56818 | 0.69385 | 0.59134 | 0.023116 | 0.79029 | 0.7773 | 0.8415 | 1.1891 | 8.8818e-15 | safe
1050 | 30484.8307 | 9145.4492 | 21339.3815 | 23983.0205 | 6489.8101 | 49.0588 | 48.2173 | 49.0588 | 48.9799 | 0 | 0.3 | 0.7 | 0.7 | 0.78672 | 0.21289 | 1 | 0 | 0.91353 | 0.91353 | 0.78763 | 0 | 0.93083 | 0.86235 | 1 | 0.93417 | 0.79908 | 32505.2435 | 153514.4439 | 16482832368.2699 | 5768991328.8945 | 13796977.32 | 16317532.0338 | 2.2095 | 2.2087 | 2.2095 | 6527.0128 | 0.70084 | 0.59657 | 0.72855 | 0.62091 | 0.023116 | 0.79622 | 0.77887 | 0.8432 | 1.1748 | 8.8818e-15 | safe
1100 | 31935.9178 | 9580.7754 | 22355.1425 | 25125.0691 | 6798.8487 | 51.3123 | 50.5134 | 50.8235 | 51.3123 | 0 | 0.3 | 0.7 | 0.7 | 0.78673 | 0.21289 | 1 | 0 | 0.91978 | 0.91978 | 0.793 | 0 | 0.93773 | 0.86417 | 1 | 0.9411 | 0.80503 | 31112.2302 | 153823.4825 | 17260805424.44 | 6041281898.554 | 14453976.24 | 17094557.3688 | 2.2095 | 2.2087 | 2.2095 | 6837.8229 | 0.73303 | 0.62497 | 0.76324 | 0.65048 | 0.023116 | 0.80215 | 0.78043 | 0.84489 | 1.1729 | 8.8818e-15 | safe
1150 | 33387.005 | 10095.8261 | 23291.1789 | 26267.1177 | 7107.8873 | 53.6447 | 52.8012 | 52.5882 | 53.6447 | 0 | 0.30239 | 0.69761 | 0.69761 | 0.78675 | 0.21289 | 1 | 0 | 0.92603 | 0.92603 | 0.79837 | 0 | 0.94463 | 0.86599 | 1 | 0.94802 | 0.81099 | 29719.217 | 154132.5211 | 18038778480.6101 | 6313572468.2135 | 15110975.16 | 17871582.7037 | 2.2095 | 2.2087 | 2.2095 | 7148.6331 | 0.76635 | 0.65337 | 0.79793 | 0.68005 | 0.023116 | 0.80808 | 0.782 | 0.84658 | 1.1729 | 1.0658e-14 | safe
1200 | 34838.0922 | 10844.0493 | 23994.0429 | 27409.1663 | 7416.9259 | 55.9771 | 55.0969 | 54.6085 | 55.9771 | 0 | 0.31127 | 0.68873 | 0.68873 | 0.78676 | 0.2129 | 1 | 0 | 0.93228 | 0.93228 | 0.80375 | 0 | 0.95154 | 0.86782 | 1 | 0.95495 | 0.81694 | 28326.2037 | 154441.5596 | 18816751536.7802 | 6585863037.8731 | 15767974.08 | 18648608.0387 | 2.2094 | 2.2087 | 2.2094 | 7459.4432 | 0.79967 | 0.68176 | 0.83262 | 0.70961 | 0.023116 | 0.81402 | 0.78357 | 0.84827 | 1.1729 | 8.8818e-15 | stress | max_source_abstraction_ratio;max_wtw_utilization
1250 | 36289.1794 | 11801.5899 | 24487.5895 | 28551.2149 | 7725.9644 | 58.3094 | 57.3926 | 56.8839 | 58.3094 | 0 | 0.32521 | 0.67479 | 0.67479 | 0.78677 | 0.2129 | 1 | 0 | 0.93853 | 0.93853 | 0.80912 | 0 | 0.95844 | 0.86964 | 1 | 0.96188 | 0.82289 | 26925.6006 | 154750.5982 | 19594724592.9503 | 6858153607.5326 | 16424973 | 19425633.3736 | 2.2094 | 2.2087 | 2.2094 | 7770.2533 | 0.83299 | 0.71016 | 0.86732 | 0.73918 | 0.023116 | 0.81995 | 0.78514 | 0.84996 | 1.173 | 8.8818e-15 | high_risk | max_source_abstraction_ratio;max_wtw_utilization
1300 | 37740.2665 | 12997.4843 | 24742.7822 | 29693.2635 | 8035.003 | 60.6418 | 59.6883 | 59.1592 | 60.6418 | 0 | 0.34439 | 0.65561 | 0.65561 | 0.78678 | 0.2129 | 1 | 0 | 0.94478 | 0.94478 | 0.81449 | 0 | 0.96534 | 0.87147 | 1 | 0.96881 | 0.82885 | 25507.9969 | 155059.6368 | 20372697649.1204 | 7130444177.1921 | 17081971.92 | 20202658.7086 | 2.2094 | 2.2087 | 2.2094 | 8081.0635 | 0.86631 | 0.73856 | 0.90201 | 0.76875 | 0.023116 | 0.82588 | 0.78671 | 0.85165 | 1.173 | 1.0658e-14 | high_risk | max_source_abstraction_ratio;max_wtw_utilization
1350 | 39191.3537 | 14326.5062 | 24864.8475 | 30835.3121 | 8344.0416 | 62.9742 | 61.984 | 61.4346 | 62.9742 | 0 | 0.36555 | 0.63445 | 0.63445 | 0.78679 | 0.21291 | 1 | 0 | 0.95103 | 0.95103 | 0.81986 | 0 | 0.97225 | 0.87329 | 1 | 0.97574 | 0.8348 | 24083.295 | 155368.6754 | 21150670705.2905 | 7402734746.8517 | 17738970.84 | 20979684.0435 | 2.2093 | 2.2087 | 2.2093 | 8391.8736 | 0.89963 | 0.76695 | 0.9367 | 0.79831 | 0.023116 | 0.83182 | 0.78827 | 0.85334 | 1.173 | 1.0658e-14 | high_risk | max_source_abstraction_ratio;reclaimed_water_substitution_ratio;max_wtw_utilization
1400 | 40642.4409 | 15711.7564 | 24930.6845 | 31977.3607 | 8653.0802 | 65.3066 | 64.2797 | 63.7099 | 65.3066 | 0 | 0.38658 | 0.61342 | 0.61342 | 0.7868 | 0.21291 | 1 | 0 | 0.95728 | 0.95728 | 0.82524 | 0 | 0.97915 | 0.87511 | 1 | 0.98267 | 0.84076 | 22658.5931 | 155677.714 | 21928643761.4606 | 7675025316.5112 | 18395969.76 | 21756709.3785 | 2.2093 | 2.2087 | 2.2093 | 8702.6838 | 0.93295 | 0.79535 | 0.9714 | 0.82788 | 0.023116 | 0.83775 | 0.78984 | 0.85504 | 1.173 | 1.0658e-14 | high_risk | reclaimed_water_substitution_ratio;max_source_abstraction_ratio;max_wtw_utilization
1450 | 42093.5281 | 17106.1836 | 24987.3445 | 33119.4093 | 8962.1187 | 67.6389 | 66.5754 | 65.9853 | 67.6389 | 0 | 0.40639 | 0.59361 | 0.59361 | 0.78681 | 0.21291 | 1 | 0 | 0.96353 | 0.96353 | 0.83061 | 0 | 0.98 | 0.87694 | 1 | 0.98959 | 0.84671 | 21230.1298 | 155986.7525 | 22706615875.9776 | 7947315556.5922 | 19052968.68 | 22533734.7134 | 2.2093 | 2.2087 | 2.2093 | 9013.4939 | 0.96627 | 0.82375 | 1.0061 | 0.85745 | 0.023116 | 0.84367 | 0.79141 | 0.85673 | 1.173 | 1.0658e-14 | high_risk | reclaimed_water_substitution_ratio;max_source_abstraction_ratio;max_wtw_utilization;max_daily_average_grid_connection_ratio
1500 | 43544.6152 | 18500.6108 | 25044.0044 | 34261.4579 | 9271.1573 | 69.9713 | 68.8711 | 68.2606 | 69.9713 | 0 | 0.42487 | 0.57513 | 0.57513 | 0.78681 | 0.21291 | 1 | 0 | 0.96978 | 0.96978 | 0.83598 | 0 | 0.98 | 0.87876 | 1 | 0.99652 | 0.85266 | 19788.6907 | 156295.7911 | 23484586258.5206 | 8219605190.4822 | 19709967.6 | 23310760.0483 | 2.2093 | 2.2087 | 2.2093 | 9324.304 | 0.99959 | 0.85215 | 1.0408 | 0.88702 | 0.023116 | 0.84958 | 0.79298 | 0.85842 | 1.173 | 1.0658e-14 | high_risk | reclaimed_water_substitution_ratio;max_source_abstraction_ratio;max_daily_average_grid_connection_ratio;max_wtw_utilization
1550 | 44995.7024 | 19895.038 | 25100.6644 | 35403.5065 | 9580.1959 | 72.3037 | 71.1668 | 70.536 | 72.3037 | 0 | 0.44215 | 0.55785 | 0.55785 | 0.78682 | 0.21291 | 1 | 0 | 0.97603 | 0.97603 | 0.84135 | 0 | 0.98 | 0.88059 | 1 | 1 | 0.85861 | 18348.563 | 156604.8297 | 24262550150.4519 | 8491892552.6582 | 20366966.52 | 24087785.3833 | 2.2092 | 2.2087 | 2.2092 | 9635.1142 | 1.0329 | 0.88054 | 1.0755 | 0.91658 | 0.023116 | 0.85541 | 0.79455 | 0.86011 | 1.173 | 1.0658e-14 | high_risk | reclaimed_water_substitution_ratio;max_daily_average_grid_connection_ratio;max_source_abstraction_ratio;max_local_connection_ratio;max_wtw_utilization
1600 | 46446.7896 | 21289.4653 | 25157.3243 | 36545.5551 | 9889.2345 | 74.6361 | 73.4625 | 72.8113 | 74.6361 | 0 | 0.45836 | 0.54164 | 0.54164 | 0.78683 | 0.21292 | 1 | 0 | 0.98228 | 0.98228 | 0.84672 | 0 | 0.98 | 0.88241 | 1 | 1 | 0.86454 | 16910.4093 | 156913.8683 | 25040505073.7458 | 8764176775.811 | 21023965.44 | 24864810.7182 | 2.2092 | 2.2087 | 2.2092 | 9945.9243 | 1.0662 | 0.90894 | 1.1102 | 0.94615 | 0.023116 | 0.86115 | 0.79611 | 0.8618 | 1.173 | 1.0658e-14 | high_risk | reclaimed_water_substitution_ratio;max_daily_average_grid_connection_ratio;max_local_connection_ratio;max_source_abstraction_ratio;max_wtw_utilization
1650 | 47897.8768 | 22687.7173 | 25210.1595 | 37687.6037 | 10198.2731 | 76.9684 | 75.7582 | 75.0867 | 76.9684 | 0 | 0.47367 | 0.52633 | 0.52633 | 0.78683 | 0.21292 | 1 | 0 | 0.98853 | 0.98853 | 0.8521 | 0 | 0.98 | 0.88423 | 1 | 1 | 0.87044 | 15467.4094 | 157222.9068 | 25818444777.0239 | 9036455671.9584 | 21680964.36 | 25641836.0532 | 2.2092 | 2.2087 | 2.2092 | 10256.7344 | 1.0995 | 0.93734 | 1.1449 | 0.97572 | 0.023116 | 0.86673 | 0.79768 | 0.86349 | 1.1731 | 1.0658e-14 | high_risk | reclaimed_water_substitution_ratio;max_daily_average_grid_connection_ratio;max_local_connection_ratio;max_source_abstraction_ratio;max_wtw_utilization
1700 | 49348.9639 | 24087.1089 | 25261.855 | 38829.6523 | 10507.3116 | 79.3008 | 78.0539 | 77.3621 | 79.3008 | 0 | 0.4881 | 0.5119 | 0.5119 | 0.78684 | 0.21292 | 1 | 0 | 0.99478 | 0.99478 | 0.85747 | 0 | 0.98 | 0.88606 | 1 | 1 | 0.87624 | 14053.0065 | 157531.9454 | 26596367312.1203 | 9308728559.2421 | 22337963.28 | 26418861.3881 | 2.2092 | 2.2087 | 2.2092 | 10567.5446 | 1.1329 | 0.96573 | 1.1796 | 1.0053 | 0.023116 | 0.87212 | 0.79925 | 0.86518 | 1.1731 | 1.0658e-14 | high_risk | reclaimed_water_substitution_ratio;max_daily_average_grid_connection_ratio;max_local_connection_ratio;max_source_abstraction_ratio;max_wtw_utilization
1750 | 50800.0511 | 25487.3233 | 25312.7279 | 39971.7009 | 10816.3502 | 81.6332 | 80.3496 | 79.6374 | 81.6332 | 0 | 0.50172 | 0.49828 | 0.49828 | 0.78684 | 0.21292 | 1 | 0 | 1.001 | 1.001 | 0.86284 | 0 | 0.98 | 0.88788 | 1 | 1 | 0.88191 | 12674.1687 | 157840.984 | 27374274995.0145 | 9580996248.2551 | 22994962.2 | 27195886.7231 | 2.2092 | 2.2087 | 2.2092 | 10878.3547 | 1.1662 | 0.99413 | 1.2142 | 1.0349 | 0.023116 | 0.87736 | 0.80082 | 0.86687 | 1.1731 | 1.0658e-14 | high_risk | reclaimed_water_substitution_ratio;max_daily_average_grid_connection_ratio;max_local_connection_ratio;max_source_abstraction_ratio;max_wtw_utilization;peak_capacity_ratio
1800 | 52251.1383 | 26889.0241 | 25362.1142 | 41113.7495 | 11125.3888 | 83.9656 | 82.6453 | 81.9128 | 83.9656 | 0 | 0.51461 | 0.48539 | 0.48539 | 0.78685 | 0.21292 | 1 | 0 | 1.0073 | 1.0073 | 0.86821 | 0 | 0.98 | 0.88971 | 1 | 1 | 0.8874 | 11321.706 | 158150.0226 | 28152160726.0956 | 9853256254.1334 | 23651961.12 | 27972912.058 | 2.2092 | 2.2087 | 2.2092 | 11189.1648 | 1.1995 | 1.0225 | 1.2489 | 1.0644 | 0.023116 | 0.88236 | 0.80238 | 0.86857 | 1.1731 | 1.0658e-14 | high_risk | reclaimed_water_substitution_ratio;max_daily_average_grid_connection_ratio;max_local_connection_ratio;max_source_abstraction_ratio;max_wtw_utilization;peak_capacity_ratio
1850 | 53702.2255 | 28323.0879 | 25379.1376 | 42255.7981 | 11434.4274 | 86.298 | 84.9041 | 84.1881 | 86.298 | 0 | 0.52741 | 0.47259 | 0.47259 | 0.78685 | 0.21292 | 0.9987 | 167.7813 | 1.0201 | 1.0201 | 0.87376 | 0 | 0.98 | 0.88657 | 1 | 1 | 0.89282 | 9818.4137 | 158256.7926 | 28929915831.3154 | 10125470540.9604 | 24308960.04 | 28749937.393 | 2.2092 | 2.2087 | 2.2092 | 11499.975 | 1.2722 | 1.0518 | 1.2836 | 1.094 | 0.023116 | 0.8872 | 0.80293 | 0.86915 | 1.1731 | 1.0658e-14 | high_risk | domestic_unmet_ml;max_daily_average_grid_connection_ratio;reclaimed_water_substitution_ratio;max_local_connection_ratio;max_source_abstraction_ratio;max_wtw_utilization;peak_capacity_ratio
1900 | 55153.3126 | 29770.8073 | 25382.5054 | 43397.8467 | 11743.4659 | 88.6303 | 87.0701 | 86.4635 | 88.6303 | 0 | 0.53978 | 0.46022 | 0.46022 | 0.78686 | 0.21292 | 0.99684 | 406.0976 | 1.0279 | 1.0279 | 0.8794 | 0 | 0.98 | 0.88841 | 1 | 1 | 0.89797 | 8388.2322 | 158278.2152 | 29707595518.4528 | 10397658431.4585 | 24965958.96 | 29526962.7279 | 2.2091 | 2.2087 | 2.2091 | 11810.7851 | 1.3151 | 1.0816 | 1.3183 | 1.1236 | 0.023116 | 0.89175 | 0.80304 | 0.86926 | 1.1731 | 1.0658e-14 | high_risk | domestic_unmet_ml;max_daily_average_grid_connection_ratio;max_local_connection_ratio;reclaimed_water_substitution_ratio;max_source_abstraction_ratio;max_wtw_utilization;peak_capacity_ratio
1950 | 56604.3998 | 31226.166 | 25378.2339 | 44539.8953 | 12052.5045 | 90.9627 | 89.3617 | 88.7388 | 90.9627 | 0 | 0.55166 | 0.44834 | 0.44834 | 0.78686 | 0.21293 | 0.99467 | 683.474 | 1.0359 | 1.0359 | 0.8851 | 0 | 0.98 | 0.89025 | 1 | 1 | 0.90304 | 6982.301 | 158251.8922 | 30485226985.2268 | 10669829444.8294 | 25622957.88 | 30303988.0628 | 2.2091 | 2.2087 | 2.2091 | 12121.5952 | 1.3588 | 1.1118 | 1.353 | 1.1531 | 0.023116 | 0.89608 | 0.8029 | 0.86912 | 1.1731 | 7.1054e-15 | high_risk | domestic_unmet_ml;max_local_connection_ratio;max_daily_average_grid_connection_ratio;reclaimed_water_substitution_ratio;max_source_abstraction_ratio;peak_capacity_ratio;max_wtw_utilization
2000 | 58055.487 | 32687.6231 | 25367.8639 | 45681.9439 | 12361.5431 | 93.2951 | 91.5977 | 91.0142 | 93.2951 | 0 | 0.56304 | 0.43696 | 0.43696 | 0.78687 | 0.21293 | 0.99225 | 992.1973 | 1.044 | 1.044 | 0.89088 | 0 | 0.98 | 0.89209 | 1 | 1 | 0.90771 | 5686.6048 | 158187.4538 | 31262819799.5881 | 10941986929.8558 | 26279956.8 | 31081013.3978 | 2.2091 | 2.2087 | 2.2091 | 12432.4054 | 1.4033 | 1.1423 | 1.3877 | 1.1827 | 0.023116 | 0.90023 | 0.80257 | 0.86876 | 1.1731 | 7.1054e-15 | high_risk | domestic_unmet_ml;max_local_connection_ratio;max_daily_average_grid_connection_ratio;reclaimed_water_substitution_ratio;max_source_abstraction_ratio;peak_capacity_ratio;max_wtw_utilization

## 04_容量扫描_co_capacity_threshold
ai_capacity_mw | total_withdrawal_ml | freshwater_withdrawal_ml | reclaimed_water_use_ml | consumption_ml | return_flow_ml | maximum_daily_withdrawal_ml | p95_daily_withdrawal_ml | maximum_7day_average_ml | summer_peak_withdrawal_ml | unmet_cooling_water_ml | freshwater_dependency_ratio | reclaimed_water_substitution_ratio | urban_water_circularity_ratio | consumption_fraction | return_ratio | system_reliability_fraction | domestic_unmet_ml | peak_total_demand_to_wtw_capacity | peak_capacity_ratio | mean_total_demand_to_wtw_capacity | coincident_city_ai_peak | max_wtw_utilization | max_wwtw_utilization | max_reuse_utilization | max_source_abstraction_ratio | mean_source_abstraction_ratio | min_source_storage_ml | wastewater_ml | system_energy_kwh | system_carbon_kg_co2e | it_energy_mwh | facility_energy_mwh | site_wue_l_kwh_it | process_wue_l_kwh_it | wue_l_kwh_it | offsite_electricity_water_ml | max_local_connection_ratio | mean_local_connection_ratio | max_daily_average_grid_connection_ratio | mean_daily_average_grid_connection_ratio | internal_cooling_recovery_ratio | mean_wtw_utilization | mean_wwtw_utilization | mean_reuse_utilization | daily_peak_factor | balance_residual_max_ml | constraint_status | failed_constraints
50 | 1394.1707 | 766.7939 | 627.3768 | 1128.5616 | 253.609 | 13.6993 | 2.1648 | 13.6993 | 2.2192 | 0 | 0.55 | 0.45 | 0.45 | 0.80949 | 0.18191 | 1 | 0 | 0.73946 | 0.73946 | 0.64518 | 0 | 0.74903 | 0.80158 | 1 | 0.73343 | 0.63469 | 63604.8202 | 144206.3144 | 911094427.0395 | 318883049.4638 | 656998.92 | 767856.9192 | 2.122 | 2.1038 | 2.122 | 138.2142 | 0.1957 | 0.027283 | 0.034246 | 0.029218 | 0.01998 | 0.64818 | 0.73164 | 0.82542 | 7.1731 | 3.2752e-15 | safe
100 | 2776.3413 | 1526.9877 | 1249.3536 | 2257.1232 | 507.2181 | 15.3987 | 4.3296 | 15.3987 | 4.4383 | 0 | 0.55 | 0.45 | 0.45 | 0.81298 | 0.18269 | 1 | 0 | 0.7453 | 0.7453 | 0.65016 | 0 | 0.75552 | 0.80308 | 1 | 0.73979 | 0.64011 | 63222.3312 | 144459.9235 | 1679845008.6313 | 587945753.021 | 1313997.84 | 1535713.8384 | 2.1129 | 2.1038 | 2.1129 | 276.4285 | 0.21998 | 0.054332 | 0.068491 | 0.058437 | 0.01998 | 0.65372 | 0.73293 | 0.82687 | 4.0489 | 3.2196e-15 | safe
150 | 4158.512 | 2287.1816 | 1871.3304 | 3385.6849 | 760.8271 | 17.098 | 6.4944 | 17.098 | 6.6575 | 0 | 0.55 | 0.45 | 0.45 | 0.81416 | 0.18296 | 1 | 0 | 0.75114 | 0.75114 | 0.65514 | 0 | 0.76202 | 0.80459 | 1 | 0.74615 | 0.64554 | 62839.8422 | 144713.5325 | 2448595590.2232 | 857008456.5781 | 1970996.76 | 2303570.7576 | 2.1099 | 2.1038 | 2.1099 | 414.6427 | 0.24426 | 0.08138 | 0.10274 | 0.087655 | 0.01998 | 0.65926 | 0.73421 | 0.82831 | 3.0015 | 2.8866e-15 | safe
200 | 5540.6826 | 3047.3755 | 2493.3072 | 4514.2465 | 1014.4361 | 18.7974 | 8.6592 | 18.7974 | 8.8767 | 0 | 0.55 | 0.45 | 0.45 | 0.81475 | 0.18309 | 1 | 0 | 0.75698 | 0.75698 | 0.66013 | 0 | 0.76851 | 0.8061 | 1 | 0.75251 | 0.65096 | 62457.3533 | 144967.1416 | 3217346171.8151 | 1126071160.1353 | 2627995.68 | 3071427.6768 | 2.1083 | 2.1038 | 2.1083 | 552.857 | 0.26853 | 0.10843 | 0.13698 | 0.11687 | 0.01998 | 0.6648 | 0.7355 | 0.82976 | 2.4766 | 5.5511e-15 | safe
250 | 6922.8533 | 3807.5693 | 3115.284 | 5642.8081 | 1268.0452 | 20.4967 | 10.8239 | 20.4967 | 11.0958 | 0 | 0.55 | 0.45 | 0.45 | 0.8151 | 0.18317 | 1 | 0 | 0.76282 | 0.76282 | 0.66511 | 0 | 0.775 | 0.80761 | 1 | 0.75887 | 0.65638 | 62074.8643 | 145220.7506 | 3986096753.4069 | 1395133863.6924 | 3284994.6 | 3839284.5961 | 2.1074 | 2.1038 | 2.1074 | 691.0712 | 0.29281 | 0.13548 | 0.17123 | 0.14609 | 0.01998 | 0.67034 | 0.73679 | 0.8312 | 2.1613 | 5.5511e-15 | safe
300 | 8305.024 | 4567.7632 | 3737.2608 | 6771.3697 | 1521.6542 | 22.1961 | 12.9887 | 22.1961 | 13.315 | 0 | 0.55 | 0.45 | 0.45 | 0.81533 | 0.18322 | 1 | 0 | 0.76866 | 0.76866 | 0.67009 | 0 | 0.7815 | 0.80912 | 1 | 0.76523 | 0.66181 | 61692.3753 | 145474.3596 | 4754847334.9988 | 1664196567.2496 | 3941993.52 | 4607141.5153 | 2.1068 | 2.1038 | 2.1068 | 829.2855 | 0.31709 | 0.16252 | 0.20547 | 0.17531 | 0.01998 | 0.67588 | 0.73807 | 0.83265 | 1.951 | 5.7732e-15 | safe
350 | 9687.1946 | 5327.957 | 4359.2376 | 7899.9314 | 1775.2633 | 23.8954 | 15.1535 | 23.8954 | 15.5342 | 0 | 0.55 | 0.45 | 0.45 | 0.8155 | 0.18326 | 1 | 0 | 0.7745 | 0.7745 | 0.67507 | 0 | 0.78799 | 0.81062 | 1 | 0.77159 | 0.66723 | 61309.8864 | 145727.9687 | 5523597916.5907 | 1933259270.8067 | 4598992.44 | 5374998.4345 | 2.1064 | 2.1038 | 2.1064 | 967.4997 | 0.34136 | 0.18957 | 0.23972 | 0.20453 | 0.01998 | 0.68142 | 0.73936 | 0.8341 | 1.8007 | 5.7732e-15 | safe
400 | 11069.3653 | 6088.1509 | 4981.2144 | 9028.493 | 2028.8723 | 25.5948 | 17.3183 | 25.5948 | 17.7533 | 0 | 0.55 | 0.45 | 0.45 | 0.81563 | 0.18329 | 1 | 0 | 0.78034 | 0.78034 | 0.68006 | 0 | 0.79449 | 0.81213 | 1 | 0.77794 | 0.67266 | 60927.3974 | 145981.5777 | 6292348498.1825 | 2202321974.3639 | 5255991.36 | 6142855.3537 | 2.106 | 2.1038 | 2.106 | 1105.714 | 0.36564 | 0.21662 | 0.27397 | 0.23375 | 0.01998 | 0.68696 | 0.74065 | 0.83554 | 1.6879 | 5.7732e-15 | safe
450 | 12451.536 | 6848.3448 | 5603.1912 | 10157.0546 | 2282.4813 | 27.2941 | 19.4831 | 27.2941 | 19.9725 | 0 | 0.55 | 0.45 | 0.45 | 0.81573 | 0.18331 | 1 | 0 | 0.78618 | 0.78618 | 0.68504 | 0 | 0.80098 | 0.81364 | 1 | 0.7843 | 0.67808 | 60544.7128 | 146235.1867 | 7061099079.7744 | 2471384677.921 | 5912990.28 | 6910712.2729 | 2.1058 | 2.1038 | 2.1058 | 1243.9282 | 0.38992 | 0.24367 | 0.30821 | 0.26296 | 0.01998 | 0.6925 | 0.74193 | 0.83699 | 1.6002 | 5.3291e-15 | safe
500 | 13833.7066 | 7608.5386 | 6225.168 | 11285.6162 | 2536.0904 | 28.9935 | 21.6479 | 28.9935 | 22.1916 | 0 | 0.55 | 0.45 | 0.45 | 0.81581 | 0.18333 | 1 | 0 | 0.79202 | 0.79202 | 0.69002 | 0 | 0.80747 | 0.81515 | 1 | 0.79066 | 0.68351 | 60152.5021 | 146488.7958 | 7829849661.3663 | 2740447381.4782 | 6569989.2 | 7678569.1921 | 2.1056 | 2.1038 | 2.1056 | 1382.1425 | 0.41419 | 0.27072 | 0.34246 | 0.29218 | 0.01998 | 0.69804 | 0.74322 | 0.83843 | 1.53 | 5.3291e-15 | safe
550 | 15215.8773 | 8368.7325 | 6847.1448 | 12414.1779 | 2789.6994 | 30.6928 | 23.8127 | 30.6928 | 24.4108 | 0 | 0.55 | 0.45 | 0.45 | 0.81587 | 0.18334 | 1 | 0 | 0.79786 | 0.79786 | 0.695 | 0 | 0.81397 | 0.81666 | 1 | 0.79702 | 0.68893 | 59759.7533 | 146742.4048 | 8598600242.9581 | 3009510085.0353 | 7226988.12 | 8446426.1113 | 2.1054 | 2.1038 | 2.1054 | 1520.3567 | 0.43847 | 0.29777 | 0.3767 | 0.3214 | 0.01998 | 0.70358 | 0.74451 | 0.83988 | 1.4725 | 5.3291e-15 | safe
600 | 16598.0479 | 9128.9264 | 7469.1216 | 13542.7395 | 3043.3084 | 32.3922 | 25.9775 | 32.3922 | 26.63 | 0 | 0.55 | 0.45 | 0.45 | 0.81592 | 0.18335 | 1 | 0 | 0.8037 | 0.8037 | 0.69999 | 0 | 0.82046 | 0.81816 | 1 | 0.80338 | 0.69435 | 59349.691 | 146996.0139 | 9367350824.55 | 3278572788.5925 | 7883987.04 | 9214283.0305 | 2.1053 | 2.1038 | 2.1053 | 1658.5709 | 0.46275 | 0.32482 | 0.41095 | 0.35062 | 0.01998 | 0.70912 | 0.74579 | 0.84133 | 1.4246 | 5.3291e-15 | safe
650 | 17980.2186 | 9889.1202 | 8091.0984 | 14671.3011 | 3296.9175 | 34.0915 | 28.1423 | 34.0915 | 28.8491 | 0 | 0.55 | 0.45 | 0.45 | 0.81597 | 0.18336 | 1 | 0 | 0.80954 | 0.80954 | 0.70497 | 0 | 0.82696 | 0.81967 | 1 | 0.80974 | 0.69978 | 58918.2172 | 147249.6229 | 10136101406.1419 | 3547635492.1497 | 8540985.96 | 9982139.9498 | 2.1052 | 2.1038 | 2.1052 | 1796.7852 | 0.48702 | 0.35186 | 0.44519 | 0.37984 | 0.01998 | 0.71466 | 0.74708 | 0.84277 | 1.3841 | 5.3291e-15 | safe
700 | 19362.3893 | 10649.3141 | 8713.0752 | 15799.8627 | 3550.5265 | 35.7909 | 30.307 | 35.7909 | 31.0683 | 0 | 0.55 | 0.45 | 0.45 | 0.81601 | 0.18337 | 1 | 0 | 0.81538 | 0.81538 | 0.70995 | 0 | 0.83345 | 0.82118 | 1 | 0.8161 | 0.7052 | 58486.7434 | 147503.2319 | 10904851987.7337 | 3816698195.7068 | 9197984.88 | 10749996.869 | 2.1051 | 2.1038 | 2.1051 | 1934.9994 | 0.5113 | 0.37891 | 0.47944 | 0.40906 | 0.01998 | 0.7202 | 0.74837 | 0.84422 | 1.3494 | 5.3291e-15 | safe
750 | 20744.5599 | 11409.508 | 9335.052 | 16928.4244 | 3804.1356 | 37.4902 | 32.4718 | 37.4902 | 33.2875 | 0 | 0.55 | 0.45 | 0.45 | 0.81604 | 0.18338 | 1 | 0 | 0.82122 | 0.82122 | 0.71493 | 0 | 0.83994 | 0.82269 | 1 | 0.82246 | 0.71063 | 58055.2696 | 147756.841 | 11673602569.3256 | 4085760899.264 | 9854983.8 | 11517853.7882 | 2.105 | 2.1038 | 2.105 | 2073.2137 | 0.53557 | 0.40596 | 0.51368 | 0.43827 | 0.01998 | 0.72574 | 0.74965 | 0.84566 | 1.3193 | 5.3291e-15 | safe
800 | 22126.7306 | 12169.7018 | 9957.0288 | 18056.986 | 4057.7446 | 39.1896 | 34.6366 | 39.1896 | 35.5066 | 0 | 0.55 | 0.45 | 0.45 | 0.81607 | 0.18339 | 1 | 0 | 0.82706 | 0.82706 | 0.71992 | 0 | 0.84644 | 0.8242 | 1 | 0.82881 | 0.71605 | 57623.7957 | 148010.45 | 12442353150.9175 | 4354823602.8211 | 10511982.72 | 12285710.7074 | 2.1049 | 2.1038 | 2.1049 | 2211.4279 | 0.55985 | 0.43301 | 0.54793 | 0.46749 | 0.01998 | 0.73128 | 0.75094 | 0.84711 | 1.2929 | 5.3291e-15 | safe
850 | 23508.9012 | 12929.8957 | 10579.0056 | 19185.5476 | 4311.3536 | 40.8889 | 36.8014 | 40.8889 | 37.7258 | 0 | 0.55 | 0.45 | 0.45 | 0.8161 | 0.18339 | 1 | 0 | 0.8329 | 0.8329 | 0.7249 | 0 | 0.85293 | 0.82571 | 1 | 0.83517 | 0.72148 | 57192.3219 | 148264.059 | 13211103732.5093 | 4623886306.3783 | 11168981.64 | 13053567.6266 | 2.1048 | 2.1038 | 2.1048 | 2349.6422 | 0.58413 | 0.46006 | 0.58218 | 0.49671 | 0.01998 | 0.73682 | 0.75223 | 0.84855 | 1.2697 | 5.3291e-15 | safe
900 | 24891.0719 | 13690.0895 | 11200.9824 | 20314.1092 | 4564.9627 | 42.5882 | 38.9662 | 42.5882 | 39.945 | 0 | 0.55 | 0.45 | 0.45 | 0.81612 | 0.1834 | 1 | 0 | 0.83874 | 0.83874 | 0.72988 | 0 | 0.85943 | 0.82721 | 1 | 0.84153 | 0.7269 | 56760.8481 | 148517.6681 | 13979854314.1012 | 4892949009.9354 | 11825980.56 | 13821424.5458 | 2.1048 | 2.1038 | 2.1048 | 2487.8564 | 0.6084 | 0.48711 | 0.61642 | 0.52593 | 0.01998 | 0.74236 | 0.75351 | 0.85 | 1.249 | 5.3291e-15 | safe
950 | 26273.2426 | 14450.2834 | 11822.9592 | 21442.6709 | 4818.5717 | 44.2876 | 41.131 | 44.2876 | 42.1641 | 0 | 0.55 | 0.45 | 0.45 | 0.81614 | 0.1834 | 1 | 0 | 0.84458 | 0.84458 | 0.73487 | 0 | 0.86592 | 0.82872 | 1 | 0.84789 | 0.73232 | 56293.0785 | 148771.2771 | 14748604895.6931 | 5162011713.4926 | 12482979.48 | 14589281.465 | 2.1047 | 2.1038 | 2.1047 | 2626.0707 | 0.63268 | 0.51415 | 0.65067 | 0.55515 | 0.01998 | 0.7479 | 0.7548 | 0.85145 | 1.2305 | 9.77e-15 | safe
1000 | 27655.4132 | 15210.4773 | 12444.936 | 22571.2325 | 5072.1807 | 45.9869 | 43.2958 | 45.9869 | 44.3833 | 0 | 0.55 | 0.45 | 0.45 | 0.81616 | 0.18341 | 1 | 0 | 0.85042 | 0.85042 | 0.73985 | 0 | 0.87241 | 0.83023 | 1 | 0.85425 | 0.73775 | 55040.6707 | 149024.8861 | 15517355477.2849 | 5431074417.0497 | 13139978.4 | 15357138.3842 | 2.1047 | 2.1038 | 2.1047 | 2764.2849 | 0.65696 | 0.5412 | 0.68491 | 0.58437 | 0.01998 | 0.75343 | 0.75609 | 0.85289 | 1.2139 | 1.0658e-14 | safe
1050 | 29037.5839 | 15970.6711 | 13066.9128 | 23699.7941 | 5325.7898 | 47.6863 | 45.4606 | 47.6863 | 46.6025 | 0 | 0.55 | 0.45 | 0.45 | 0.81618 | 0.18341 | 1 | 0 | 0.85626 | 0.85626 | 0.74483 | 0 | 0.87891 | 0.83174 | 1 | 0.86061 | 0.74317 | 53787.3329 | 149278.4952 | 16286106058.8768 | 5700137120.6069 | 13796977.32 | 16124995.3035 | 2.1046 | 2.1038 | 2.1046 | 2902.4992 | 0.68123 | 0.56825 | 0.71916 | 0.61358 | 0.01998 | 0.75897 | 0.75737 | 0.85434 | 1.1988 | 1.0658e-14 | safe
1100 | 30419.7546 | 16730.865 | 13688.8895 | 24828.3557 | 5579.3988 | 49.3856 | 47.6254 | 49.3856 | 48.8216 | 0 | 0.55 | 0.45 | 0.45 | 0.81619 | 0.18341 | 1 | 0 | 0.8621 | 0.8621 | 0.74981 | 0 | 0.8854 | 0.83325 | 1 | 0.86697 | 0.7486 | 52517.7136 | 149532.1042 | 17054856640.4687 | 5969199824.164 | 14453976.24 | 16892852.2227 | 2.1046 | 2.1038 | 2.1046 | 3040.7134 | 0.70551 | 0.5953 | 0.7534 | 0.6428 | 0.01998 | 0.76451 | 0.75866 | 0.85578 | 1.1851 | 1.0658e-14 | safe
1150 | 31801.9252 | 17491.0589 | 14310.8663 | 25956.9174 | 5833.0078 | 51.085 | 49.7901 | 51.085 | 51.0408 | 0 | 0.55 | 0.45 | 0.45 | 0.81621 | 0.18342 | 1 | 0 | 0.86794 | 0.86794 | 0.7548 | 0 | 0.8919 | 0.83475 | 1 | 0.87333 | 0.75402 | 51243.4118 | 149785.7133 | 17823607222.0605 | 6238262527.7212 | 15110975.16 | 17660709.1419 | 2.1046 | 2.1038 | 2.1046 | 3178.9276 | 0.72979 | 0.62235 | 0.78765 | 0.67202 | 0.01998 | 0.77005 | 0.75995 | 0.85723 | 1.1726 | 1.0658e-14 | safe
1200 | 33184.0959 | 18251.2527 | 14932.8431 | 27085.479 | 6086.6169 | 53.2599 | 51.9549 | 52.7843 | 53.2599 | 0 | 0.55 | 0.45 | 0.45 | 0.81622 | 0.18342 | 1 | 0 | 0.87378 | 0.87378 | 0.75978 | 1 | 0.89839 | 0.83626 | 1 | 0.87968 | 0.75944 | 49969.1099 | 150039.3223 | 18592357803.6524 | 6507325231.2783 | 15767974.08 | 18428566.0611 | 2.1045 | 2.1038 | 2.1045 | 3317.1419 | 0.76086 | 0.6494 | 0.8219 | 0.70124 | 0.01998 | 0.77559 | 0.76123 | 0.85867 | 1.1716 | 1.0658e-14 | safe
1250 | 34566.2665 | 19011.4466 | 15554.8199 | 28214.0406 | 6340.2259 | 55.4791 | 54.1197 | 54.4837 | 55.4791 | 0 | 0.55 | 0.45 | 0.45 | 0.81623 | 0.18342 | 1 | 0 | 0.87962 | 0.87962 | 0.76476 | 1 | 0.90488 | 0.83777 | 1 | 0.88604 | 0.76487 | 48694.8081 | 150292.9313 | 19361108385.2443 | 6776387934.8355 | 16424973 | 19196422.9803 | 2.1045 | 2.1038 | 2.1045 | 3455.3561 | 0.79256 | 0.67644 | 0.85614 | 0.73046 | 0.01998 | 0.78113 | 0.76252 | 0.86012 | 1.1717 | 1.0658e-14 | safe
1300 | 35948.4372 | 19771.6405 | 16176.7967 | 29342.6022 | 6593.835 | 57.6983 | 56.2826 | 56.3569 | 57.6983 | 0 | 0.55 | 0.45 | 0.45 | 0.81624 | 0.18342 | 1 | 0 | 0.88546 | 0.88546 | 0.76974 | 1 | 0.91138 | 0.83928 | 1 | 0.8924 | 0.77029 | 47420.5063 | 150546.5404 | 20129858966.8361 | 7045450638.3926 | 17081971.92 | 19964279.8995 | 2.1045 | 2.1038 | 2.1045 | 3593.5704 | 0.82426 | 0.70349 | 0.89039 | 0.75968 | 0.01998 | 0.78667 | 0.76381 | 0.86157 | 1.1717 | 1.0658e-14 | safe
1350 | 37330.6079 | 20531.8343 | 16798.7735 | 30471.1639 | 6847.444 | 59.9174 | 58.4473 | 58.5245 | 59.9174 | 0 | 0.55 | 0.45 | 0.45 | 0.81625 | 0.18343 | 1 | 0 | 0.8913 | 0.8913 | 0.77473 | 1 | 0.91787 | 0.84079 | 1 | 0.89876 | 0.77572 | 46146.2044 | 150800.1494 | 20898609548.428 | 7314513341.9498 | 17738970.84 | 20732136.8187 | 2.1044 | 2.1038 | 2.1044 | 3731.7846 | 0.85596 | 0.73054 | 0.92463 | 0.78889 | 0.01998 | 0.79221 | 0.76509 | 0.86301 | 1.1717 | 1.0658e-14 | safe
1400 | 38712.7785 | 21292.0282 | 17420.7503 | 31599.7255 | 7101.053 | 62.1366 | 60.612 | 60.6921 | 62.1366 | 0 | 0.55 | 0.45 | 0.45 | 0.81626 | 0.18343 | 1 | 0 | 0.89714 | 0.89714 | 0.77971 | 1 | 0.92436 | 0.84229 | 1 | 0.90512 | 0.78114 | 44871.0004 | 151053.7584 | 21667360130.0199 | 7583576045.507 | 18395969.76 | 21499993.7379 | 2.1044 | 2.1038 | 2.1044 | 3869.9989 | 0.88767 | 0.75759 | 0.95888 | 0.81811 | 0.01998 | 0.79775 | 0.76638 | 0.86446 | 1.1717 | 1.0658e-14 | safe
1450 | 40094.9492 | 22052.2221 | 18042.7271 | 32728.2871 | 7354.6621 | 64.3558 | 62.7767 | 62.8596 | 64.3558 | 0 | 0.55 | 0.45 | 0.45 | 0.81627 | 0.18343 | 1 | 0 | 0.90298 | 0.90298 | 0.78469 | 1 | 0.93086 | 0.8438 | 1 | 0.91148 | 0.78657 | 43594.3803 | 151307.3675 | 22436110711.6117 | 7852638749.0641 | 19052968.68 | 22267850.6571 | 2.1044 | 2.1038 | 2.1044 | 4008.2131 | 0.91937 | 0.78464 | 0.99312 | 0.84733 | 0.01998 | 0.80329 | 0.76767 | 0.8659 | 1.1717 | 1.0658e-14 | safe
1500 | 41477.1198 | 22812.4159 | 18664.7039 | 33856.8487 | 7608.2711 | 66.5749 | 64.9414 | 65.0272 | 66.5749 | 0 | 0.55 | 0.45 | 0.45 | 0.81628 | 0.18343 | 1 | 0 | 0.90882 | 0.90882 | 0.78967 | 1 | 0.93735 | 0.84531 | 1 | 0.91784 | 0.79199 | 42317.7601 | 151560.9765 | 23204861293.2036 | 8121701452.6213 | 19709967.6 | 23035707.5764 | 2.1044 | 2.1038 | 2.1044 | 4146.4274 | 0.95107 | 0.81169 | 1.0274 | 0.87655 | 0.01998 | 0.80883 | 0.76895 | 0.86735 | 1.1717 | 1.0658e-14 | stress | max_daily_average_grid_connection_ratio
1550 | 42859.2905 | 23572.6098 | 19286.6807 | 34985.4104 | 7861.8801 | 68.7941 | 67.1061 | 67.1948 | 68.7941 | 0 | 0.55 | 0.45 | 0.45 | 0.81629 | 0.18343 | 1 | 0 | 0.91466 | 0.91466 | 0.79466 | 1 | 0.94385 | 0.84682 | 1 | 0.9242 | 0.79741 | 41041.14 | 151814.5856 | 23973611874.7955 | 8390764156.1784 | 20366966.52 | 23803564.4956 | 2.1044 | 2.1038 | 2.1044 | 4284.6416 | 0.98277 | 0.83873 | 1.0616 | 0.90577 | 0.01998 | 0.81437 | 0.77024 | 0.86879 | 1.1717 | 1.0658e-14 | high_risk | max_daily_average_grid_connection_ratio
1600 | 44241.4612 | 24332.8036 | 19908.6575 | 36113.972 | 8115.4892 | 71.0133 | 69.2708 | 69.3624 | 71.0133 | 0 | 0.55 | 0.45 | 0.45 | 0.81629 | 0.18344 | 1 | 0 | 0.9205 | 0.9205 | 0.79964 | 1 | 0.95034 | 0.84833 | 1 | 0.93055 | 0.80284 | 39764.5198 | 152068.1946 | 24742362456.3873 | 8659826859.7356 | 21023965.44 | 24571421.4148 | 2.1043 | 2.1038 | 2.1043 | 4422.8559 | 1.0145 | 0.86578 | 1.0959 | 0.93499 | 0.01998 | 0.81991 | 0.77153 | 0.87024 | 1.1717 | 1.0658e-14 | high_risk | max_daily_average_grid_connection_ratio;max_local_connection_ratio;max_wtw_utilization
1650 | 45623.6318 | 25092.9975 | 20530.6343 | 37242.5336 | 8369.0982 | 73.2324 | 71.4356 | 71.5299 | 73.2324 | 0 | 0.55 | 0.45 | 0.45 | 0.8163 | 0.18344 | 1 | 0 | 0.92634 | 0.92634 | 0.80462 | 1 | 0.95683 | 0.84983 | 1 | 0.93691 | 0.80826 | 38487.8997 | 152321.8036 | 25511113037.9792 | 8928889563.2927 | 21680964.36 | 25339278.334 | 2.1043 | 2.1038 | 2.1043 | 4561.0701 | 1.0462 | 0.89283 | 1.1301 | 0.9642 | 0.01998 | 0.82545 | 0.77281 | 0.87169 | 1.1718 | 1.0658e-14 | high_risk | max_daily_average_grid_connection_ratio;max_local_connection_ratio;max_wtw_utilization
1700 | 47005.8025 | 25868.9144 | 21136.8881 | 38371.0952 | 8622.7073 | 75.4516 | 73.6003 | 73.6975 | 75.4516 | 0 | 0.55033 | 0.44967 | 0.44967 | 0.81631 | 0.18344 | 1 | 0 | 0.93218 | 0.93218 | 0.8096 | 1 | 0.96333 | 0.85134 | 1 | 0.94327 | 0.81369 | 37211.2795 | 152575.4127 | 26279863619.5711 | 9197952266.8499 | 22337963.28 | 26107135.2532 | 2.1043 | 2.1038 | 2.1043 | 4699.2843 | 1.0779 | 0.91988 | 1.1644 | 0.99342 | 0.01998 | 0.83099 | 0.7741 | 0.87313 | 1.1718 | 1.0658e-14 | high_risk | max_daily_average_grid_connection_ratio;max_local_connection_ratio;max_wtw_utilization
1750 | 48387.9732 | 26731.1632 | 21656.8099 | 39499.6569 | 8876.3163 | 77.6708 | 75.765 | 75.8651 | 77.6708 | 0 | 0.55243 | 0.44757 | 0.44757 | 0.81631 | 0.18344 | 1 | 0 | 0.93802 | 0.93802 | 0.81459 | 1 | 0.96982 | 0.85285 | 1 | 0.94963 | 0.81911 | 35934.6594 | 152829.0217 | 27048614201.1629 | 9467014970.407 | 22994962.2 | 26874992.1724 | 2.1043 | 2.1038 | 2.1043 | 4837.4986 | 1.1096 | 0.94693 | 1.1986 | 1.0226 | 0.01998 | 0.83653 | 0.77539 | 0.87458 | 1.1718 | 1.0658e-14 | high_risk | max_daily_average_grid_connection_ratio;max_local_connection_ratio;max_wtw_utilization
1800 | 49770.1438 | 27674.0191 | 22096.1247 | 40628.2185 | 9129.9253 | 79.8899 | 77.9297 | 78.0327 | 79.8899 | 0 | 0.55604 | 0.44396 | 0.44396 | 0.81632 | 0.18344 | 1 | 0 | 0.94386 | 0.94386 | 0.81957 | 1 | 0.97632 | 0.85436 | 1 | 0.95599 | 0.82454 | 34623.9726 | 153082.6307 | 27817364782.7548 | 9736077673.9642 | 23651961.12 | 27642849.0916 | 2.1043 | 2.1038 | 2.1043 | 4975.7128 | 1.1413 | 0.97398 | 1.2328 | 1.0519 | 0.01998 | 0.84207 | 0.77667 | 0.87602 | 1.1718 | 1.0658e-14 | high_risk | max_daily_average_grid_connection_ratio;max_local_connection_ratio;max_wtw_utilization;max_source_abstraction_ratio
1850 | 51152.3145 | 28690.4037 | 22461.9108 | 41756.7801 | 9383.5344 | 82.1091 | 80.0944 | 80.2002 | 82.1091 | 0 | 0.56088 | 0.43912 | 0.43912 | 0.81632 | 0.18344 | 1 | 0 | 0.9497 | 0.9497 | 0.82455 | 1 | 0.98 | 0.85587 | 1 | 0.96235 | 0.82996 | 33301.2512 | 153336.2398 | 28586114993.845 | 10005140247.8458 | 24308960.04 | 28410706.0108 | 2.1043 | 2.1038 | 2.1043 | 5113.9271 | 1.173 | 1.001 | 1.2671 | 1.0811 | 0.01998 | 0.8476 | 0.77796 | 0.87747 | 1.1718 | 1.0658e-14 | high_risk | max_daily_average_grid_connection_ratio;max_local_connection_ratio;max_wtw_utilization;max_source_abstraction_ratio
1900 | 52534.4851 | 29792.6434 | 22741.8418 | 42885.3417 | 9637.1434 | 84.3282 | 82.2591 | 82.3678 | 84.3282 | 0 | 0.56711 | 0.43289 | 0.43289 | 0.81633 | 0.18344 | 1 | 0 | 0.95554 | 0.95554 | 0.82953 | 1 | 0.98 | 0.85738 | 1 | 0.96871 | 0.83538 | 31978.5298 | 153589.8488 | 29354864719.298 | 10274202651.7543 | 24965958.96 | 29178562.9301 | 2.1042 | 2.1038 | 2.1042 | 5252.1413 | 1.2047 | 1.0281 | 1.3013 | 1.1103 | 0.01998 | 0.85313 | 0.77925 | 0.87891 | 1.1718 | 8.8818e-15 | high_risk | max_daily_average_grid_connection_ratio;max_local_connection_ratio;max_wtw_utilization;max_source_abstraction_ratio
1950 | 53916.6558 | 30975.195 | 22941.4608 | 44013.9034 | 9890.7524 | 86.5474 | 84.4238 | 84.5354 | 86.5474 | 0 | 0.5745 | 0.4255 | 0.4255 | 0.81633 | 0.18345 | 1 | 0 | 0.96138 | 0.96138 | 0.83452 | 1 | 0.98 | 0.85888 | 1 | 0.97507 | 0.84081 | 30655.8083 | 153843.4578 | 30123613143.45 | 10543264600.2075 | 25622957.88 | 29946419.8493 | 2.1042 | 2.1038 | 2.1042 | 5390.3556 | 1.2364 | 1.0551 | 1.3356 | 1.1395 | 0.01998 | 0.85865 | 0.78054 | 0.88036 | 1.1718 | 1.0658e-14 | high_risk | max_daily_average_grid_connection_ratio;max_local_connection_ratio;max_wtw_utilization;max_source_abstraction_ratio
2000 | 55298.8265 | 32233.5881 | 23065.2384 | 45142.465 | 10144.3615 | 88.7666 | 86.5885 | 86.703 | 88.7666 | 0 | 0.5829 | 0.4171 | 0.4171 | 0.81634 | 0.18345 | 1 | 0 | 0.96722 | 0.96722 | 0.8395 | 1 | 0.98 | 0.86039 | 1 | 0.98142 | 0.84623 | 29333.0869 | 154097.0669 | 30892360375.6781 | 10812326131.4873 | 26279956.8 | 30714276.7685 | 2.1042 | 2.1038 | 2.1042 | 5528.5698 | 1.2681 | 1.0822 | 1.3698 | 1.1687 | 0.01998 | 0.86416 | 0.78182 | 0.88181 | 1.1718 | 1.0658e-14 | high_risk | max_daily_average_grid_connection_ratio;max_local_connection_ratio;max_source_abstraction_ratio;max_wtw_utilization

## 04_容量扫描_ha_constraint_boundarie
constraint | operator | target | first_failed_capacity_mw | maximum_safe_capacity_mw | first_failure_margin | reentrant_feasibility
max_source_abstraction_ratio | <= | 0.95 | 1200 | 1150 | 0.0049532 | FALSE
max_wtw_utilization | <= | 0.95 | 1200 | 1150 | 0.001536 | FALSE
reclaimed_water_substitution_ratio | >= | 0.65 | 1350 | 1300 | 0.015553 | FALSE
max_daily_average_grid_connection_ratio | <= | 1 | 1450 | 1400 | 0.006088 | FALSE
max_local_connection_ratio | <= | 1 | 1550 | 1500 | 0.03291 | FALSE
peak_capacity_ratio | <= | 1 | 1750 | 1700 | 0.0010268 | FALSE
domestic_unmet_ml | <= | 0 | 1850 | 1800 | 167.7813 | FALSE
max_wwtw_utilization | <= | 0.95 |  | 2000 |  | FALSE
system_reliability_fraction | >= | 0.99 |  | 2000 |  | FALSE
unmet_cooling_water_ml | <= | 0 |  | 2000 |  | FALSE

## 04_容量扫描_co_constraint_boundarie
constraint | operator | target | first_failed_capacity_mw | maximum_safe_capacity_mw | first_failure_margin | reentrant_feasibility
max_daily_average_grid_connection_ratio | <= | 1 | 1500 | 1450 | 0.02737 | FALSE
max_local_connection_ratio | <= | 1 | 1600 | 1550 | 0.014475 | FALSE
max_wtw_utilization | <= | 0.95 | 1600 | 1550 | 0.00034064 | FALSE
max_source_abstraction_ratio | <= | 0.95 | 1800 | 1750 | 0.005989 | FALSE
domestic_unmet_ml | <= | 0 |  | 2000 |  | FALSE
max_wwtw_utilization | <= | 0.95 |  | 2000 |  | FALSE
peak_capacity_ratio | <= | 1 |  | 2000 |  | FALSE
reclaimed_water_substitution_ratio | >= | 0.4 |  | 2000 |  | FALSE
system_reliability_fraction | >= | 0.99 |  | 2000 |  | FALSE
unmet_cooling_water_ml | <= | 0 |  | 2000 |  | FALSE

## 04_容量扫描_ha_constraint_informati
constraint | informative | first_violated_capacity_mw | min_value | max_value | target
system_reliability_fraction | FALSE |  | 0.99225 | 1 | 0.99
domestic_unmet_ml | TRUE | 1850 | 0 | 992.1973 | 0
unmet_cooling_water_ml | FALSE |  | 0 | 0 | 0
max_wtw_utilization | TRUE | 1200 | 0.79276 | 0.98 | 0.95
max_wwtw_utilization | FALSE |  | 0.82586 | 0.89209 | 0.95
max_source_abstraction_ratio | TRUE | 1200 | 0.7956 | 1 | 0.95
reclaimed_water_substitution_ratio | TRUE | 1350 | 0.43696 | 0.7 | 0.65
peak_capacity_ratio | TRUE | 1750 | 0.78852 | 1.044 | 1
max_local_connection_ratio | TRUE | 1550 | 0.19664 | 1.4033 | 1
max_daily_average_grid_connection_ratio | TRUE | 1450 | 0.034693 | 1.3877 | 1

## 04_容量扫描_co_constraint_informati
constraint | informative | first_violated_capacity_mw | min_value | max_value | target
system_reliability_fraction | FALSE |  | 1 | 1 | 0.99
domestic_unmet_ml | FALSE |  | 0 | 0 | 0
unmet_cooling_water_ml | FALSE |  | 0 | 0 | 0
max_wtw_utilization | TRUE | 1600 | 0.74903 | 0.98 | 0.95
max_wwtw_utilization | FALSE |  | 0.80158 | 0.86039 | 0.95
max_source_abstraction_ratio | TRUE | 1800 | 0.73343 | 0.98142 | 0.95
reclaimed_water_substitution_ratio | FALSE |  | 0.4171 | 0.45 | 0.4
peak_capacity_ratio | FALSE |  | 0.73946 | 0.96722 | 1
max_local_connection_ratio | TRUE | 1600 | 0.1957 | 1.2681 | 1
max_daily_average_grid_connection_ratio | TRUE | 1500 | 0.034246 | 1.3698 | 1

## 04_容量扫描_ha_capacity_scan_correc
ai_capacity_mw | total_withdrawal_ml | freshwater_withdrawal_ml | reclaimed_water_use_ml | consumption_ml | return_flow_ml | maximum_daily_withdrawal_ml | p95_daily_withdrawal_ml | maximum_7day_average_ml | summer_peak_withdrawal_ml | unmet_cooling_water_ml | freshwater_dependency_ratio | reclaimed_water_substitution_ratio | urban_water_circularity_ratio | consumption_fraction | return_ratio | system_reliability_fraction | domestic_unmet_ml | peak_total_demand_to_wtw_capacity | peak_capacity_ratio | mean_total_demand_to_wtw_capacity | coincident_city_ai_peak | max_wtw_utilization | max_wwtw_utilization | max_reuse_utilization | max_source_abstraction_ratio | mean_source_abstraction_ratio | min_source_storage_ml | wastewater_ml | system_energy_kwh | system_carbon_kg_co2e | it_energy_mwh | facility_energy_mwh | site_wue_l_kwh_it | process_wue_l_kwh_it | wue_l_kwh_it | offsite_electricity_water_ml | max_local_connection_ratio | mean_local_connection_ratio | max_daily_average_grid_connection_ratio | mean_daily_average_grid_connection_ratio | internal_cooling_recovery_ratio | mean_wtw_utilization | mean_wwtw_utilization | mean_reuse_utilization | daily_peak_factor | balance_residual_max_ml | constraint_status | failed_constraints
50 | 1463.0872 | 438.9262 | 1024.161 | 1142.0486 | 309.0386 | 13.7647 | 2.2961 | 13.7647 | 2.3324 | 0 | 0.3 | 0.7 | 0.7 | 0.78057 | 0.21122 | 1 | 0 | 0.78852 | 0.78852 | 0.68018 | 0 | 0.79276 | 0.82586 | 1 | 0.7956 | 0.68 | 56651.4891 | 147333.6724 | 923371244.8678 | 323179935.7037 | 656998.92 | 777025.3349 | 2.2269 | 2.2087 | 2.2269 | 310.8101 | 0.19664 | 0.028632 | 0.034693 | 0.029567 | 0.023116 | 0.67756 | 0.74751 | 0.80937 | 6.8678 | 2.7756e-16 | safe
100 | 2914.1743 | 874.2523 | 2039.922 | 2284.0972 | 618.0772 | 15.5294 | 4.5921 | 15.5294 | 4.6648 | 0 | 0.3 | 0.7 | 0.7 | 0.78379 | 0.21209 | 1 | 0 | 0.79477 | 0.79477 | 0.68555 | 0 | 0.79966 | 0.82769 | 1 | 0.80253 | 0.68595 | 56204.3787 | 147642.7109 | 1701344301.0379 | 595470505.3633 | 1313997.84 | 1554050.6699 | 2.2178 | 2.2087 | 2.2178 | 621.6203 | 0.22185 | 0.057029 | 0.069385 | 0.059134 | 0.023116 | 0.6835 | 0.74908 | 0.81106 | 3.8901 | 3.2196e-15 | safe
150 | 4365.2615 | 1309.5785 | 3055.6831 | 3426.1458 | 927.1157 | 17.2941 | 6.8882 | 17.2941 | 6.9971 | 0 | 0.3 | 0.7 | 0.7 | 0.78487 | 0.21238 | 1 | 0 | 0.80102 | 0.80102 | 0.69092 | 0 | 0.80656 | 0.82951 | 1 | 0.80946 | 0.6919 | 55757.2683 | 147951.7495 | 2479317357.208 | 867761075.0228 | 1970996.76 | 2331076.0048 | 2.2147 | 2.2087 | 2.2147 | 932.4304 | 0.24706 | 0.085426 | 0.10408 | 0.088702 | 0.023116 | 0.68943 | 0.75064 | 0.81275 | 2.8921 | 2.8866e-15 | safe
200 | 5816.3487 | 1744.9046 | 4071.4441 | 4568.1944 | 1236.1543 | 19.0588 | 9.1843 | 19.0588 | 9.3295 | 0 | 0.3 | 0.7 | 0.7 | 0.78541 | 0.21253 | 1 | 0 | 0.80727 | 0.80727 | 0.6963 | 0 | 0.81347 | 0.83134 | 1 | 0.81639 | 0.69786 | 54936.2915 | 148260.7881 | 3257290413.3781 | 1140051644.6823 | 2627995.68 | 3108101.3398 | 2.2132 | 2.2087 | 2.2132 | 1243.2405 | 0.27227 | 0.11382 | 0.13877 | 0.11827 | 0.023116 | 0.69536 | 0.75221 | 0.81444 | 2.392 | 3.9968e-15 | safe
250 | 7267.4359 | 2180.2308 | 5087.2051 | 5710.243 | 1545.1929 | 20.8235 | 11.4803 | 20.8235 | 11.6619 | 0 | 0.3 | 0.7 | 0.7 | 0.78573 | 0.21262 | 1 | 0 | 0.81352 | 0.81352 | 0.70167 | 0 | 0.82037 | 0.83316 | 1 | 0.82332 | 0.70381 | 53652.2124 | 148569.8267 | 4035263469.5482 | 1412342214.3419 | 3284994.6 | 3885126.6747 | 2.2123 | 2.2087 | 2.2123 | 1554.0507 | 0.29748 | 0.14222 | 0.17346 | 0.14784 | 0.023116 | 0.70129 | 0.75378 | 0.81613 | 2.0917 | 5.7732e-15 | safe
300 | 8718.523 | 2615.5569 | 6102.9661 | 6852.2916 | 1854.2315 | 22.5882 | 13.7764 | 22.5882 | 13.9943 | 0 | 0.3 | 0.7 | 0.7 | 0.78595 | 0.21268 | 1 | 0 | 0.81977 | 0.81977 | 0.70704 | 0 | 0.82727 | 0.83498 | 1 | 0.83024 | 0.70977 | 52368.1334 | 148878.8653 | 4813236525.7183 | 1684632784.0014 | 3941993.52 | 4662152.0097 | 2.2117 | 2.2087 | 2.2117 | 1864.8608 | 0.32269 | 0.17062 | 0.20816 | 0.1774 | 0.023116 | 0.70723 | 0.75535 | 0.81783 | 1.8913 | 5.3291e-15 | safe
350 | 10169.6102 | 3050.8831 | 7118.7272 | 7994.3402 | 2163.27 | 24.3529 | 16.0724 | 24.3529 | 16.3266 | 0 | 0.3 | 0.7 | 0.7 | 0.7861 | 0.21272 | 1 | 0 | 0.82602 | 0.82602 | 0.71241 | 0 | 0.83418 | 0.83681 | 1 | 0.83717 | 0.71572 | 51084.0544 | 149187.9038 | 5591209581.8884 | 1956923353.6609 | 4598992.44 | 5439177.3446 | 2.2113 | 2.2087 | 2.2113 | 2175.6709 | 0.3479 | 0.19901 | 0.24285 | 0.20697 | 0.023116 | 0.71316 | 0.75691 | 0.81952 | 1.7481 | 5.7732e-15 | safe
400 | 11620.6974 | 3486.2092 | 8134.4882 | 9136.3888 | 2472.3086 | 26.1176 | 18.3685 | 26.1176 | 18.659 | 0 | 0.3 | 0.7 | 0.7 | 0.78622 | 0.21275 | 1 | 0 | 0.83227 | 0.83227 | 0.71779 | 0 | 0.84108 | 0.83863 | 1 | 0.8441 | 0.72167 | 49799.9754 | 149496.9424 | 6369182638.0585 | 2229213923.3205 | 5255991.36 | 6216202.6796 | 2.2109 | 2.2087 | 2.2109 | 2486.4811 | 0.37311 | 0.22741 | 0.27754 | 0.23654 | 0.023116 | 0.71909 | 0.75848 | 0.82121 | 1.6407 | 5.7732e-15 | safe
450 | 13071.7846 | 3921.5354 | 9150.2492 | 10278.4374 | 2781.3472 | 27.8823 | 20.6646 | 27.8823 | 20.9914 | 0 | 0.3 | 0.7 | 0.7 | 0.78631 | 0.21277 | 1 | 0 | 0.83852 | 0.83852 | 0.72316 | 0 | 0.84798 | 0.84046 | 1 | 0.85103 | 0.72763 | 48515.8964 | 149805.981 | 7147155694.2286 | 2501504492.98 | 5912990.28 | 6993228.0145 | 2.2107 | 2.2087 | 2.2107 | 2797.2912 | 0.39832 | 0.25581 | 0.31223 | 0.2661 | 0.023116 | 0.72503 | 0.76005 | 0.8229 | 1.5571 | 5.7732e-15 | safe
500 | 14522.8717 | 4356.8615 | 10166.0102 | 11420.486 | 3090.3858 | 29.647 | 22.9606 | 29.647 | 23.3238 | 0 | 0.3 | 0.7 | 0.7 | 0.78638 | 0.21279 | 1 | 0 | 0.84478 | 0.84478 | 0.72853 | 0 | 0.85489 | 0.84228 | 1 | 0.85796 | 0.73358 | 47231.8174 | 150115.0196 | 7925128750.3987 | 2773795062.6396 | 6569989.2 | 7770253.3494 | 2.2105 | 2.2087 | 2.2105 | 3108.1013 | 0.42353 | 0.2842 | 0.34693 | 0.29567 | 0.023116 | 0.73096 | 0.76162 | 0.82459 | 1.4902 | 5.3291e-15 | safe
550 | 15973.9589 | 4792.1877 | 11181.7712 | 12562.5346 | 3399.4244 | 31.4117 | 25.2567 | 31.4117 | 25.6561 | 0 | 0.3 | 0.7 | 0.7 | 0.78644 | 0.21281 | 1 | 0 | 0.85103 | 0.85103 | 0.7339 | 0 | 0.86179 | 0.84411 | 1 | 0.86489 | 0.73954 | 45947.7384 | 150424.0581 | 8703101806.5688 | 3046085632.2991 | 7226988.12 | 8547278.6844 | 2.2103 | 2.2087 | 2.2103 | 3418.9115 | 0.44874 | 0.3126 | 0.38162 | 0.32524 | 0.023116 | 0.73689 | 0.76319 | 0.82628 | 1.4355 | 5.3291e-15 | safe
600 | 17425.0461 | 5227.5138 | 12197.5323 | 13704.5832 | 3708.4629 | 33.1764 | 27.5528 | 33.1764 | 27.9885 | 0 | 0.3 | 0.7 | 0.7 | 0.78649 | 0.21282 | 1 | 0 | 0.85728 | 0.85728 | 0.73928 | 0 | 0.86869 | 0.84593 | 1 | 0.87181 | 0.74549 | 44663.6593 | 150733.0967 | 9481074862.7389 | 3318376201.9586 | 7883987.04 | 9324304.0193 | 2.2102 | 2.2087 | 2.2102 | 3729.7216 | 0.47395 | 0.341 | 0.41631 | 0.35481 | 0.023116 | 0.74282 | 0.76475 | 0.82797 | 1.3899 | 4.4409e-15 | safe
650 | 18876.1333 | 5662.84 | 13213.2933 | 14846.6318 | 4017.5015 | 34.9411 | 29.8488 | 34.9411 | 30.3209 | 0 | 0.3 | 0.7 | 0.7 | 0.78653 | 0.21283 | 1 | 0 | 0.86353 | 0.86353 | 0.74465 | 0 | 0.8756 | 0.84775 | 1 | 0.87874 | 0.75145 | 43379.5803 | 151042.1353 | 10259047918.909 | 3590666771.6182 | 8540985.96 | 10101329.3543 | 2.2101 | 2.2087 | 2.2101 | 4040.5317 | 0.49916 | 0.3694 | 0.451 | 0.38437 | 0.023116 | 0.74876 | 0.76632 | 0.82967 | 1.3513 | 5.3291e-15 | safe
700 | 20327.2204 | 6098.1661 | 14229.0543 | 15988.6804 | 4326.5401 | 36.7058 | 32.1449 | 36.7058 | 32.6533 | 0 | 0.3 | 0.7 | 0.7 | 0.78657 | 0.21284 | 1 | 0 | 0.86978 | 0.86978 | 0.75002 | 0 | 0.8825 | 0.84958 | 1 | 0.88567 | 0.7574 | 42072.6364 | 151351.1739 | 11037020975.0791 | 3862957341.2777 | 9197984.88 | 10878354.6892 | 2.21 | 2.2087 | 2.21 | 4351.3419 | 0.52437 | 0.39779 | 0.4857 | 0.41394 | 0.023116 | 0.75469 | 0.76789 | 0.83136 | 1.3182 | 5.3291e-15 | safe
750 | 21778.3076 | 6533.4923 | 15244.8153 | 17130.729 | 4635.5787 | 38.4705 | 34.441 | 38.4705 | 34.9857 | 0 | 0.3 | 0.7 | 0.7 | 0.7866 | 0.21285 | 1 | 0 | 0.87603 | 0.87603 | 0.75539 | 0 | 0.8894 | 0.8514 | 1 | 0.8926 | 0.76335 | 40744.8724 | 151660.2125 | 11814994031.2493 | 4135247910.9372 | 9854983.8 | 11655380.0242 | 2.2099 | 2.2087 | 2.2099 | 4662.152 | 0.54958 | 0.42619 | 0.52039 | 0.44351 | 0.023116 | 0.76062 | 0.76946 | 0.83305 | 1.2895 | 5.3291e-15 | safe
800 | 23229.3948 | 6968.8184 | 16260.5764 | 18272.7776 | 4944.6172 | 40.2353 | 36.737 | 40.2353 | 37.318 | 0 | 0.3 | 0.7 | 0.7 | 0.78662 | 0.21286 | 1 | 0 | 0.88228 | 0.88228 | 0.76077 | 0 | 0.89631 | 0.85323 | 1 | 0.89953 | 0.76931 | 39396.8813 | 151969.251 | 12592967087.4194 | 4407538480.5968 | 10511982.72 | 12432405.3591 | 2.2098 | 2.2087 | 2.2098 | 4972.9621 | 0.57479 | 0.45459 | 0.55508 | 0.47307 | 0.023116 | 0.76655 | 0.77103 | 0.83474 | 1.2644 | 5.3291e-15 | safe
850 | 24680.482 | 7404.1446 | 17276.3374 | 19414.8262 | 5253.6558 | 42 | 39.0331 | 42 | 39.6504 | 0 | 0.3 | 0.7 | 0.7 | 0.78665 | 0.21287 | 1 | 0 | 0.88853 | 0.88853 | 0.76614 | 0 | 0.90321 | 0.85505 | 1 | 0.90646 | 0.77526 | 38028.8443 | 152278.2896 | 13370940143.5895 | 4679829050.2563 | 11168981.64 | 13209430.6941 | 2.2097 | 2.2087 | 2.2097 | 5283.7723 | 0.6 | 0.48298 | 0.58978 | 0.50264 | 0.023116 | 0.77249 | 0.77259 | 0.83643 | 1.2423 | 5.3291e-15 | safe
900 | 26131.5691 | 7839.4707 | 18292.0984 | 20556.8748 | 5562.6944 | 43.7647 | 41.3292 | 43.7647 | 41.9828 | 0 | 0.3 | 0.7 | 0.7 | 0.78667 | 0.21287 | 1 | 0 | 0.89478 | 0.89478 | 0.77151 | 0 | 0.91012 | 0.85687 | 1 | 0.91338 | 0.78122 | 36660.8072 | 152587.3282 | 14148913199.7596 | 4952119619.9158 | 11825980.56 | 13986456.029 | 2.2097 | 2.2087 | 2.2097 | 5594.5824 | 0.62521 | 0.51138 | 0.62447 | 0.53221 | 0.023116 | 0.77842 | 0.77416 | 0.83812 | 1.2226 | 8.8818e-15 | safe
950 | 27582.6563 | 8274.7969 | 19307.8594 | 21698.9234 | 5871.733 | 45.5294 | 43.6252 | 45.5294 | 44.3152 | 0 | 0.3 | 0.7 | 0.7 | 0.78669 | 0.21288 | 1 | 0 | 0.90103 | 0.90103 | 0.77688 | 0 | 0.91702 | 0.8587 | 1 | 0.92031 | 0.78717 | 35291.27 | 152896.3668 | 14926886255.9297 | 5224410189.5754 | 12482979.48 | 14763481.364 | 2.2096 | 2.2087 | 2.2096 | 5905.3925 | 0.65042 | 0.53978 | 0.65916 | 0.56178 | 0.023116 | 0.78435 | 0.77573 | 0.83981 | 1.205 | 8.8818e-15 | safe
1000 | 29033.7435 | 8710.123 | 20323.6204 | 22840.972 | 6180.7715 | 47.2941 | 45.9213 | 47.2941 | 46.6475 | 0 | 0.3 | 0.7 | 0.7 | 0.7867 | 0.21288 | 1 | 0 | 0.90728 | 0.90728 | 0.78226 | 0 | 0.92392 | 0.86052 | 1 | 0.92724 | 0.79312 | 33898.2567 | 153205.4053 | 15704859312.0998 | 5496700759.2349 | 13139978.4 | 15540506.6989 | 2.2096 | 2.2087 | 2.2096 | 6216.2027 | 0.67563 | 0.56818 | 0.69385 | 0.59134 | 0.023116 | 0.79029 | 0.7773 | 0.8415 | 1.1891 | 8.8818e-15 | safe
1050 | 30484.8307 | 9145.4492 | 21339.3815 | 23983.0205 | 6489.8101 | 49.0588 | 48.2173 | 49.0588 | 48.9799 | 0 | 0.3 | 0.7 | 0.7 | 0.78672 | 0.21289 | 1 | 0 | 0.91353 | 0.91353 | 0.78763 | 0 | 0.93083 | 0.86235 | 1 | 0.93417 | 0.79908 | 32505.2435 | 153514.4439 | 16482832368.2699 | 5768991328.8945 | 13796977.32 | 16317532.0338 | 2.2095 | 2.2087 | 2.2095 | 6527.0128 | 0.70084 | 0.59657 | 0.72855 | 0.62091 | 0.023116 | 0.79622 | 0.77887 | 0.8432 | 1.1748 | 8.8818e-15 | safe
1100 | 31935.9178 | 9580.7754 | 22355.1425 | 25125.0691 | 6798.8487 | 51.3123 | 50.5134 | 50.8235 | 51.3123 | 0 | 0.3 | 0.7 | 0.7 | 0.78673 | 0.21289 | 1 | 0 | 0.91978 | 0.91978 | 0.793 | 0 | 0.93773 | 0.86417 | 1 | 0.9411 | 0.80503 | 31112.2302 | 153823.4825 | 17260805424.44 | 6041281898.554 | 14453976.24 | 17094557.3688 | 2.2095 | 2.2087 | 2.2095 | 6837.8229 | 0.73303 | 0.62497 | 0.76324 | 0.65048 | 0.023116 | 0.80215 | 0.78043 | 0.84489 | 1.1729 | 8.8818e-15 | safe
1150 | 33387.005 | 10095.8261 | 23291.1789 | 26267.1177 | 7107.8873 | 53.6447 | 52.8012 | 52.5882 | 53.6447 | 0 | 0.30239 | 0.69761 | 0.69761 | 0.78675 | 0.21289 | 1 | 0 | 0.92603 | 0.92603 | 0.79837 | 0 | 0.94463 | 0.86599 | 1 | 0.94802 | 0.81099 | 29719.217 | 154132.5211 | 18038778480.6101 | 6313572468.2135 | 15110975.16 | 17871582.7037 | 2.2095 | 2.2087 | 2.2095 | 7148.6331 | 0.76635 | 0.65337 | 0.79793 | 0.68005 | 0.023116 | 0.80808 | 0.782 | 0.84658 | 1.1729 | 1.0658e-14 | safe
1200 | 34838.0922 | 10844.0493 | 23994.0429 | 27409.1663 | 7416.9259 | 55.9771 | 55.0969 | 54.6085 | 55.9771 | 0 | 0.31127 | 0.68873 | 0.68873 | 0.78676 | 0.2129 | 1 | 0 | 0.93228 | 0.93228 | 0.80375 | 0 | 0.95154 | 0.86782 | 1 | 0.95495 | 0.81694 | 28326.2037 | 154441.5596 | 18816751536.7802 | 6585863037.8731 | 15767974.08 | 18648608.0387 | 2.2094 | 2.2087 | 2.2094 | 7459.4432 | 0.79967 | 0.68176 | 0.83262 | 0.70961 | 0.023116 | 0.81402 | 0.78357 | 0.84827 | 1.1729 | 8.8818e-15 | stress | max_source_abstraction_ratio;max_wtw_utilization
1250 | 36289.1794 | 11801.5899 | 24487.5895 | 28551.2149 | 7725.9644 | 58.3094 | 57.3926 | 56.8839 | 58.3094 | 0 | 0.32521 | 0.67479 | 0.67479 | 0.78677 | 0.2129 | 1 | 0 | 0.93853 | 0.93853 | 0.80912 | 0 | 0.95844 | 0.86964 | 1 | 0.96188 | 0.82289 | 26925.6006 | 154750.5982 | 19594724592.9503 | 6858153607.5326 | 16424973 | 19425633.3736 | 2.2094 | 2.2087 | 2.2094 | 7770.2533 | 0.83299 | 0.71016 | 0.86732 | 0.73918 | 0.023116 | 0.81995 | 0.78514 | 0.84996 | 1.173 | 8.8818e-15 | high_risk | max_source_abstraction_ratio;max_wtw_utilization
1300 | 37740.2665 | 12997.4843 | 24742.7822 | 29693.2635 | 8035.003 | 60.6418 | 59.6883 | 59.1592 | 60.6418 | 0 | 0.34439 | 0.65561 | 0.65561 | 0.78678 | 0.2129 | 1 | 0 | 0.94478 | 0.94478 | 0.81449 | 0 | 0.96534 | 0.87147 | 1 | 0.96881 | 0.82885 | 25507.9969 | 155059.6368 | 20372697649.1204 | 7130444177.1921 | 17081971.92 | 20202658.7086 | 2.2094 | 2.2087 | 2.2094 | 8081.0635 | 0.86631 | 0.73856 | 0.90201 | 0.76875 | 0.023116 | 0.82588 | 0.78671 | 0.85165 | 1.173 | 1.0658e-14 | high_risk | max_source_abstraction_ratio;max_wtw_utilization
1350 | 39191.3537 | 14326.5062 | 24864.8475 | 30835.3121 | 8344.0416 | 62.9742 | 61.984 | 61.4346 | 62.9742 | 0 | 0.36555 | 0.63445 | 0.63445 | 0.78679 | 0.21291 | 1 | 0 | 0.95103 | 0.95103 | 0.81986 | 0 | 0.97225 | 0.87329 | 1 | 0.97574 | 0.8348 | 24083.295 | 155368.6754 | 21150670705.2905 | 7402734746.8517 | 17738970.84 | 20979684.0435 | 2.2093 | 2.2087 | 2.2093 | 8391.8736 | 0.89963 | 0.76695 | 0.9367 | 0.79831 | 0.023116 | 0.83182 | 0.78827 | 0.85334 | 1.173 | 1.0658e-14 | high_risk | max_source_abstraction_ratio;reclaimed_water_substitution_ratio;max_wtw_utilization
1400 | 40642.4409 | 15711.7564 | 24930.6845 | 31977.3607 | 8653.0802 | 65.3066 | 64.2797 | 63.7099 | 65.3066 | 0 | 0.38658 | 0.61342 | 0.61342 | 0.7868 | 0.21291 | 1 | 0 | 0.95728 | 0.95728 | 0.82524 | 0 | 0.97915 | 0.87511 | 1 | 0.98267 | 0.84076 | 22658.5931 | 155677.714 | 21928643761.4606 | 7675025316.5112 | 18395969.76 | 21756709.3785 | 2.2093 | 2.2087 | 2.2093 | 8702.6838 | 0.93295 | 0.79535 | 0.9714 | 0.82788 | 0.023116 | 0.83775 | 0.78984 | 0.85504 | 1.173 | 1.0658e-14 | high_risk | reclaimed_water_substitution_ratio;max_source_abstraction_ratio;max_wtw_utilization
1450 | 42093.5281 | 17106.1836 | 24987.3445 | 33119.4093 | 8962.1187 | 67.6389 | 66.5754 | 65.9853 | 67.6389 | 0 | 0.40639 | 0.59361 | 0.59361 | 0.78681 | 0.21291 | 1 | 0 | 0.96353 | 0.96353 | 0.83061 | 0 | 0.98 | 0.87694 | 1 | 0.98959 | 0.84671 | 21230.1298 | 155986.7525 | 22706615875.9776 | 7947315556.5922 | 19052968.68 | 22533734.7134 | 2.2093 | 2.2087 | 2.2093 | 9013.4939 | 0.96627 | 0.82375 | 1.0061 | 0.85745 | 0.023116 | 0.84367 | 0.79141 | 0.85673 | 1.173 | 1.0658e-14 | high_risk | reclaimed_water_substitution_ratio;max_source_abstraction_ratio;max_wtw_utilization;max_daily_average_grid_connection_ratio
1500 | 43544.6152 | 18500.6108 | 25044.0044 | 34261.4579 | 9271.1573 | 69.9713 | 68.8711 | 68.2606 | 69.9713 | 0 | 0.42487 | 0.57513 | 0.57513 | 0.78681 | 0.21291 | 1 | 0 | 0.96978 | 0.96978 | 0.83598 | 0 | 0.98 | 0.87876 | 1 | 0.99652 | 0.85266 | 19788.6907 | 156295.7911 | 23484586258.5206 | 8219605190.4822 | 19709967.6 | 23310760.0483 | 2.2093 | 2.2087 | 2.2093 | 9324.304 | 0.99959 | 0.85215 | 1.0408 | 0.88702 | 0.023116 | 0.84958 | 0.79298 | 0.85842 | 1.173 | 1.0658e-14 | high_risk | reclaimed_water_substitution_ratio;max_source_abstraction_ratio;max_daily_average_grid_connection_ratio;max_wtw_utilization
1550 | 44995.7024 | 19895.038 | 25100.6644 | 35403.5065 | 9580.1959 | 72.3037 | 71.1668 | 70.536 | 72.3037 | 0 | 0.44215 | 0.55785 | 0.55785 | 0.78682 | 0.21291 | 1 | 0 | 0.97603 | 0.97603 | 0.84135 | 0 | 0.98 | 0.88059 | 1 | 1 | 0.85861 | 18348.563 | 156604.8297 | 24262550150.4519 | 8491892552.6582 | 20366966.52 | 24087785.3833 | 2.2092 | 2.2087 | 2.2092 | 9635.1142 | 1.0329 | 0.88054 | 1.0755 | 0.91658 | 0.023116 | 0.85541 | 0.79455 | 0.86011 | 1.173 | 1.0658e-14 | high_risk | reclaimed_water_substitution_ratio;max_daily_average_grid_connection_ratio;max_source_abstraction_ratio;max_local_connection_ratio;max_wtw_utilization
1600 | 46446.7896 | 21289.4653 | 25157.3243 | 36545.5551 | 9889.2345 | 74.6361 | 73.4625 | 72.8113 | 74.6361 | 0 | 0.45836 | 0.54164 | 0.54164 | 0.78683 | 0.21292 | 1 | 0 | 0.98228 | 0.98228 | 0.84672 | 0 | 0.98 | 0.88241 | 1 | 1 | 0.86454 | 16910.4093 | 156913.8683 | 25040505073.7458 | 8764176775.811 | 21023965.44 | 24864810.7182 | 2.2092 | 2.2087 | 2.2092 | 9945.9243 | 1.0662 | 0.90894 | 1.1102 | 0.94615 | 0.023116 | 0.86115 | 0.79611 | 0.8618 | 1.173 | 1.0658e-14 | high_risk | reclaimed_water_substitution_ratio;max_daily_average_grid_connection_ratio;max_local_connection_ratio;max_source_abstraction_ratio;max_wtw_utilization
1650 | 47897.8768 | 22687.7173 | 25210.1595 | 37687.6037 | 10198.2731 | 76.9684 | 75.7582 | 75.0867 | 76.9684 | 0 | 0.47367 | 0.52633 | 0.52633 | 0.78683 | 0.21292 | 1 | 0 | 0.98853 | 0.98853 | 0.8521 | 0 | 0.98 | 0.88423 | 1 | 1 | 0.87044 | 15467.4094 | 157222.9068 | 25818444777.0239 | 9036455671.9584 | 21680964.36 | 25641836.0532 | 2.2092 | 2.2087 | 2.2092 | 10256.7344 | 1.0995 | 0.93734 | 1.1449 | 0.97572 | 0.023116 | 0.86673 | 0.79768 | 0.86349 | 1.1731 | 1.0658e-14 | high_risk | reclaimed_water_substitution_ratio;max_daily_average_grid_connection_ratio;max_local_connection_ratio;max_source_abstraction_ratio;max_wtw_utilization
1700 | 49348.9639 | 24087.1089 | 25261.855 | 38829.6523 | 10507.3116 | 79.3008 | 78.0539 | 77.3621 | 79.3008 | 0 | 0.4881 | 0.5119 | 0.5119 | 0.78684 | 0.21292 | 1 | 0 | 0.99478 | 0.99478 | 0.85747 | 0 | 0.98 | 0.88606 | 1 | 1 | 0.87624 | 14053.0065 | 157531.9454 | 26596367312.1203 | 9308728559.2421 | 22337963.28 | 26418861.3881 | 2.2092 | 2.2087 | 2.2092 | 10567.5446 | 1.1329 | 0.96573 | 1.1796 | 1.0053 | 0.023116 | 0.87212 | 0.79925 | 0.86518 | 1.1731 | 1.0658e-14 | high_risk | reclaimed_water_substitution_ratio;max_daily_average_grid_connection_ratio;max_local_connection_ratio;max_source_abstraction_ratio;max_wtw_utilization
1750 | 50800.0511 | 25487.3233 | 25312.7279 | 39971.7009 | 10816.3502 | 81.6332 | 80.3496 | 79.6374 | 81.6332 | 0 | 0.50172 | 0.49828 | 0.49828 | 0.78684 | 0.21292 | 1 | 0 | 1.001 | 1.001 | 0.86284 | 0 | 0.98 | 0.88788 | 1 | 1 | 0.88191 | 12674.1687 | 157840.984 | 27374274995.0145 | 9580996248.2551 | 22994962.2 | 27195886.7231 | 2.2092 | 2.2087 | 2.2092 | 10878.3547 | 1.1662 | 0.99413 | 1.2142 | 1.0349 | 0.023116 | 0.87736 | 0.80082 | 0.86687 | 1.1731 | 1.0658e-14 | high_risk | reclaimed_water_substitution_ratio;max_daily_average_grid_connection_ratio;max_local_connection_ratio;max_source_abstraction_ratio;max_wtw_utilization;peak_capacity_ratio
1800 | 52251.1383 | 26889.0241 | 25362.1142 | 41113.7495 | 11125.3888 | 83.9656 | 82.6453 | 81.9128 | 83.9656 | 0 | 0.51461 | 0.48539 | 0.48539 | 0.78685 | 0.21292 | 1 | 0 | 1.0073 | 1.0073 | 0.86821 | 0 | 0.98 | 0.88971 | 1 | 1 | 0.8874 | 11321.706 | 158150.0226 | 28152160726.0956 | 9853256254.1334 | 23651961.12 | 27972912.058 | 2.2092 | 2.2087 | 2.2092 | 11189.1648 | 1.1995 | 1.0225 | 1.2489 | 1.0644 | 0.023116 | 0.88236 | 0.80238 | 0.86857 | 1.1731 | 1.0658e-14 | high_risk | reclaimed_water_substitution_ratio;max_daily_average_grid_connection_ratio;max_local_connection_ratio;max_source_abstraction_ratio;max_wtw_utilization;peak_capacity_ratio
1850 | 53702.2255 | 28323.0879 | 25379.1376 | 42255.7981 | 11434.4274 | 86.298 | 84.9041 | 84.1881 | 86.298 | 0 | 0.52741 | 0.47259 | 0.47259 | 0.78685 | 0.21292 | 0.9987 | 167.7813 | 1.0201 | 1.0201 | 0.87376 | 0 | 0.98 | 0.88657 | 1 | 1 | 0.89282 | 9818.4137 | 158256.7926 | 28929915831.3154 | 10125470540.9604 | 24308960.04 | 28749937.393 | 2.2092 | 2.2087 | 2.2092 | 11499.975 | 1.2722 | 1.0518 | 1.2836 | 1.094 | 0.023116 | 0.8872 | 0.80293 | 0.86915 | 1.1731 | 1.0658e-14 | high_risk | domestic_unmet_ml;max_daily_average_grid_connection_ratio;reclaimed_water_substitution_ratio;max_local_connection_ratio;max_source_abstraction_ratio;max_wtw_utilization;peak_capacity_ratio
1900 | 55153.3126 | 29770.8073 | 25382.5054 | 43397.8467 | 11743.4659 | 88.6303 | 87.0701 | 86.4635 | 88.6303 | 0 | 0.53978 | 0.46022 | 0.46022 | 0.78686 | 0.21292 | 0.99684 | 406.0976 | 1.0279 | 1.0279 | 0.8794 | 0 | 0.98 | 0.88841 | 1 | 1 | 0.89797 | 8388.2322 | 158278.2152 | 29707595518.4528 | 10397658431.4585 | 24965958.96 | 29526962.7279 | 2.2091 | 2.2087 | 2.2091 | 11810.7851 | 1.3151 | 1.0816 | 1.3183 | 1.1236 | 0.023116 | 0.89175 | 0.80304 | 0.86926 | 1.1731 | 1.0658e-14 | high_risk | domestic_unmet_ml;max_daily_average_grid_connection_ratio;max_local_connection_ratio;reclaimed_water_substitution_ratio;max_source_abstraction_ratio;max_wtw_utilization;peak_capacity_ratio
1950 | 56604.3998 | 31226.166 | 25378.2339 | 44539.8953 | 12052.5045 | 90.9627 | 89.3617 | 88.7388 | 90.9627 | 0 | 0.55166 | 0.44834 | 0.44834 | 0.78686 | 0.21293 | 0.99467 | 683.474 | 1.0359 | 1.0359 | 0.8851 | 0 | 0.98 | 0.89025 | 1 | 1 | 0.90304 | 6982.301 | 158251.8922 | 30485226985.2268 | 10669829444.8294 | 25622957.88 | 30303988.0628 | 2.2091 | 2.2087 | 2.2091 | 12121.5952 | 1.3588 | 1.1118 | 1.353 | 1.1531 | 0.023116 | 0.89608 | 0.8029 | 0.86912 | 1.1731 | 7.1054e-15 | high_risk | domestic_unmet_ml;max_local_connection_ratio;max_daily_average_grid_connection_ratio;reclaimed_water_substitution_ratio;max_source_abstraction_ratio;peak_capacity_ratio;max_wtw_utilization
2000 | 58055.487 | 32687.6231 | 25367.8639 | 45681.9439 | 12361.5431 | 93.2951 | 91.5977 | 91.0142 | 93.2951 | 0 | 0.56304 | 0.43696 | 0.43696 | 0.78687 | 0.21293 | 0.99225 | 992.1973 | 1.044 | 1.044 | 0.89088 | 0 | 0.98 | 0.89209 | 1 | 1 | 0.90771 | 5686.6048 | 158187.4538 | 31262819799.5881 | 10941986929.8558 | 26279956.8 | 31081013.3978 | 2.2091 | 2.2087 | 2.2091 | 12432.4054 | 1.4033 | 1.1423 | 1.3877 | 1.1827 | 0.023116 | 0.90023 | 0.80257 | 0.86876 | 1.1731 | 7.1054e-15 | high_risk | domestic_unmet_ml;max_local_connection_ratio;max_daily_average_grid_connection_ratio;reclaimed_water_substitution_ratio;max_source_abstraction_ratio;peak_capacity_ratio;max_wtw_utilization

## 04_容量扫描_co_capacity_scan_correc
ai_capacity_mw | total_withdrawal_ml | freshwater_withdrawal_ml | reclaimed_water_use_ml | consumption_ml | return_flow_ml | maximum_daily_withdrawal_ml | p95_daily_withdrawal_ml | maximum_7day_average_ml | summer_peak_withdrawal_ml | unmet_cooling_water_ml | freshwater_dependency_ratio | reclaimed_water_substitution_ratio | urban_water_circularity_ratio | consumption_fraction | return_ratio | system_reliability_fraction | domestic_unmet_ml | peak_total_demand_to_wtw_capacity | peak_capacity_ratio | mean_total_demand_to_wtw_capacity | coincident_city_ai_peak | max_wtw_utilization | max_wwtw_utilization | max_reuse_utilization | max_source_abstraction_ratio | mean_source_abstraction_ratio | min_source_storage_ml | wastewater_ml | system_energy_kwh | system_carbon_kg_co2e | it_energy_mwh | facility_energy_mwh | site_wue_l_kwh_it | process_wue_l_kwh_it | wue_l_kwh_it | offsite_electricity_water_ml | max_local_connection_ratio | mean_local_connection_ratio | max_daily_average_grid_connection_ratio | mean_daily_average_grid_connection_ratio | internal_cooling_recovery_ratio | mean_wtw_utilization | mean_wwtw_utilization | mean_reuse_utilization | daily_peak_factor | balance_residual_max_ml | constraint_status | failed_constraints
50 | 1394.1707 | 766.7939 | 627.3768 | 1128.5616 | 253.609 | 13.6993 | 2.1648 | 13.6993 | 2.2192 | 0 | 0.55 | 0.45 | 0.45 | 0.80949 | 0.18191 | 1 | 0 | 0.73946 | 0.73946 | 0.64518 | 0 | 0.74903 | 0.80158 | 1 | 0.73343 | 0.63469 | 63604.8202 | 144206.3144 | 911094427.0395 | 318883049.4638 | 656998.92 | 767856.9192 | 2.122 | 2.1038 | 2.122 | 138.2142 | 0.1957 | 0.027283 | 0.034246 | 0.029218 | 0.01998 | 0.64818 | 0.73164 | 0.82542 | 7.1731 | 3.2752e-15 | safe
100 | 2776.3413 | 1526.9877 | 1249.3536 | 2257.1232 | 507.2181 | 15.3987 | 4.3296 | 15.3987 | 4.4383 | 0 | 0.55 | 0.45 | 0.45 | 0.81298 | 0.18269 | 1 | 0 | 0.7453 | 0.7453 | 0.65016 | 0 | 0.75552 | 0.80308 | 1 | 0.73979 | 0.64011 | 63222.3312 | 144459.9235 | 1679845008.6313 | 587945753.021 | 1313997.84 | 1535713.8384 | 2.1129 | 2.1038 | 2.1129 | 276.4285 | 0.21998 | 0.054332 | 0.068491 | 0.058437 | 0.01998 | 0.65372 | 0.73293 | 0.82687 | 4.0489 | 3.2196e-15 | safe
150 | 4158.512 | 2287.1816 | 1871.3304 | 3385.6849 | 760.8271 | 17.098 | 6.4944 | 17.098 | 6.6575 | 0 | 0.55 | 0.45 | 0.45 | 0.81416 | 0.18296 | 1 | 0 | 0.75114 | 0.75114 | 0.65514 | 0 | 0.76202 | 0.80459 | 1 | 0.74615 | 0.64554 | 62839.8422 | 144713.5325 | 2448595590.2232 | 857008456.5781 | 1970996.76 | 2303570.7576 | 2.1099 | 2.1038 | 2.1099 | 414.6427 | 0.24426 | 0.08138 | 0.10274 | 0.087655 | 0.01998 | 0.65926 | 0.73421 | 0.82831 | 3.0015 | 2.8866e-15 | safe
200 | 5540.6826 | 3047.3755 | 2493.3072 | 4514.2465 | 1014.4361 | 18.7974 | 8.6592 | 18.7974 | 8.8767 | 0 | 0.55 | 0.45 | 0.45 | 0.81475 | 0.18309 | 1 | 0 | 0.75698 | 0.75698 | 0.66013 | 0 | 0.76851 | 0.8061 | 1 | 0.75251 | 0.65096 | 62457.3533 | 144967.1416 | 3217346171.8151 | 1126071160.1353 | 2627995.68 | 3071427.6768 | 2.1083 | 2.1038 | 2.1083 | 552.857 | 0.26853 | 0.10843 | 0.13698 | 0.11687 | 0.01998 | 0.6648 | 0.7355 | 0.82976 | 2.4766 | 5.5511e-15 | safe
250 | 6922.8533 | 3807.5693 | 3115.284 | 5642.8081 | 1268.0452 | 20.4967 | 10.8239 | 20.4967 | 11.0958 | 0 | 0.55 | 0.45 | 0.45 | 0.8151 | 0.18317 | 1 | 0 | 0.76282 | 0.76282 | 0.66511 | 0 | 0.775 | 0.80761 | 1 | 0.75887 | 0.65638 | 62074.8643 | 145220.7506 | 3986096753.4069 | 1395133863.6924 | 3284994.6 | 3839284.5961 | 2.1074 | 2.1038 | 2.1074 | 691.0712 | 0.29281 | 0.13548 | 0.17123 | 0.14609 | 0.01998 | 0.67034 | 0.73679 | 0.8312 | 2.1613 | 5.5511e-15 | safe
300 | 8305.024 | 4567.7632 | 3737.2608 | 6771.3697 | 1521.6542 | 22.1961 | 12.9887 | 22.1961 | 13.315 | 0 | 0.55 | 0.45 | 0.45 | 0.81533 | 0.18322 | 1 | 0 | 0.76866 | 0.76866 | 0.67009 | 0 | 0.7815 | 0.80912 | 1 | 0.76523 | 0.66181 | 61692.3753 | 145474.3596 | 4754847334.9988 | 1664196567.2496 | 3941993.52 | 4607141.5153 | 2.1068 | 2.1038 | 2.1068 | 829.2855 | 0.31709 | 0.16252 | 0.20547 | 0.17531 | 0.01998 | 0.67588 | 0.73807 | 0.83265 | 1.951 | 5.7732e-15 | safe
350 | 9687.1946 | 5327.957 | 4359.2376 | 7899.9314 | 1775.2633 | 23.8954 | 15.1535 | 23.8954 | 15.5342 | 0 | 0.55 | 0.45 | 0.45 | 0.8155 | 0.18326 | 1 | 0 | 0.7745 | 0.7745 | 0.67507 | 0 | 0.78799 | 0.81062 | 1 | 0.77159 | 0.66723 | 61309.8864 | 145727.9687 | 5523597916.5907 | 1933259270.8067 | 4598992.44 | 5374998.4345 | 2.1064 | 2.1038 | 2.1064 | 967.4997 | 0.34136 | 0.18957 | 0.23972 | 0.20453 | 0.01998 | 0.68142 | 0.73936 | 0.8341 | 1.8007 | 5.7732e-15 | safe
400 | 11069.3653 | 6088.1509 | 4981.2144 | 9028.493 | 2028.8723 | 25.5948 | 17.3183 | 25.5948 | 17.7533 | 0 | 0.55 | 0.45 | 0.45 | 0.81563 | 0.18329 | 1 | 0 | 0.78034 | 0.78034 | 0.68006 | 0 | 0.79449 | 0.81213 | 1 | 0.77794 | 0.67266 | 60927.3974 | 145981.5777 | 6292348498.1825 | 2202321974.3639 | 5255991.36 | 6142855.3537 | 2.106 | 2.1038 | 2.106 | 1105.714 | 0.36564 | 0.21662 | 0.27397 | 0.23375 | 0.01998 | 0.68696 | 0.74065 | 0.83554 | 1.6879 | 5.7732e-15 | safe
450 | 12451.536 | 6848.3448 | 5603.1912 | 10157.0546 | 2282.4813 | 27.2941 | 19.4831 | 27.2941 | 19.9725 | 0 | 0.55 | 0.45 | 0.45 | 0.81573 | 0.18331 | 1 | 0 | 0.78618 | 0.78618 | 0.68504 | 0 | 0.80098 | 0.81364 | 1 | 0.7843 | 0.67808 | 60544.7128 | 146235.1867 | 7061099079.7744 | 2471384677.921 | 5912990.28 | 6910712.2729 | 2.1058 | 2.1038 | 2.1058 | 1243.9282 | 0.38992 | 0.24367 | 0.30821 | 0.26296 | 0.01998 | 0.6925 | 0.74193 | 0.83699 | 1.6002 | 5.3291e-15 | safe
500 | 13833.7066 | 7608.5386 | 6225.168 | 11285.6162 | 2536.0904 | 28.9935 | 21.6479 | 28.9935 | 22.1916 | 0 | 0.55 | 0.45 | 0.45 | 0.81581 | 0.18333 | 1 | 0 | 0.79202 | 0.79202 | 0.69002 | 0 | 0.80747 | 0.81515 | 1 | 0.79066 | 0.68351 | 60152.5021 | 146488.7958 | 7829849661.3663 | 2740447381.4782 | 6569989.2 | 7678569.1921 | 2.1056 | 2.1038 | 2.1056 | 1382.1425 | 0.41419 | 0.27072 | 0.34246 | 0.29218 | 0.01998 | 0.69804 | 0.74322 | 0.83843 | 1.53 | 5.3291e-15 | safe
550 | 15215.8773 | 8368.7325 | 6847.1448 | 12414.1779 | 2789.6994 | 30.6928 | 23.8127 | 30.6928 | 24.4108 | 0 | 0.55 | 0.45 | 0.45 | 0.81587 | 0.18334 | 1 | 0 | 0.79786 | 0.79786 | 0.695 | 0 | 0.81397 | 0.81666 | 1 | 0.79702 | 0.68893 | 59759.7533 | 146742.4048 | 8598600242.9581 | 3009510085.0353 | 7226988.12 | 8446426.1113 | 2.1054 | 2.1038 | 2.1054 | 1520.3567 | 0.43847 | 0.29777 | 0.3767 | 0.3214 | 0.01998 | 0.70358 | 0.74451 | 0.83988 | 1.4725 | 5.3291e-15 | safe
600 | 16598.0479 | 9128.9264 | 7469.1216 | 13542.7395 | 3043.3084 | 32.3922 | 25.9775 | 32.3922 | 26.63 | 0 | 0.55 | 0.45 | 0.45 | 0.81592 | 0.18335 | 1 | 0 | 0.8037 | 0.8037 | 0.69999 | 0 | 0.82046 | 0.81816 | 1 | 0.80338 | 0.69435 | 59349.691 | 146996.0139 | 9367350824.55 | 3278572788.5925 | 7883987.04 | 9214283.0305 | 2.1053 | 2.1038 | 2.1053 | 1658.5709 | 0.46275 | 0.32482 | 0.41095 | 0.35062 | 0.01998 | 0.70912 | 0.74579 | 0.84133 | 1.4246 | 5.3291e-15 | safe
650 | 17980.2186 | 9889.1202 | 8091.0984 | 14671.3011 | 3296.9175 | 34.0915 | 28.1423 | 34.0915 | 28.8491 | 0 | 0.55 | 0.45 | 0.45 | 0.81597 | 0.18336 | 1 | 0 | 0.80954 | 0.80954 | 0.70497 | 0 | 0.82696 | 0.81967 | 1 | 0.80974 | 0.69978 | 58918.2172 | 147249.6229 | 10136101406.1419 | 3547635492.1497 | 8540985.96 | 9982139.9498 | 2.1052 | 2.1038 | 2.1052 | 1796.7852 | 0.48702 | 0.35186 | 0.44519 | 0.37984 | 0.01998 | 0.71466 | 0.74708 | 0.84277 | 1.3841 | 5.3291e-15 | safe
700 | 19362.3893 | 10649.3141 | 8713.0752 | 15799.8627 | 3550.5265 | 35.7909 | 30.307 | 35.7909 | 31.0683 | 0 | 0.55 | 0.45 | 0.45 | 0.81601 | 0.18337 | 1 | 0 | 0.81538 | 0.81538 | 0.70995 | 0 | 0.83345 | 0.82118 | 1 | 0.8161 | 0.7052 | 58486.7434 | 147503.2319 | 10904851987.7337 | 3816698195.7068 | 9197984.88 | 10749996.869 | 2.1051 | 2.1038 | 2.1051 | 1934.9994 | 0.5113 | 0.37891 | 0.47944 | 0.40906 | 0.01998 | 0.7202 | 0.74837 | 0.84422 | 1.3494 | 5.3291e-15 | safe
750 | 20744.5599 | 11409.508 | 9335.052 | 16928.4244 | 3804.1356 | 37.4902 | 32.4718 | 37.4902 | 33.2875 | 0 | 0.55 | 0.45 | 0.45 | 0.81604 | 0.18338 | 1 | 0 | 0.82122 | 0.82122 | 0.71493 | 0 | 0.83994 | 0.82269 | 1 | 0.82246 | 0.71063 | 58055.2696 | 147756.841 | 11673602569.3256 | 4085760899.264 | 9854983.8 | 11517853.7882 | 2.105 | 2.1038 | 2.105 | 2073.2137 | 0.53557 | 0.40596 | 0.51368 | 0.43827 | 0.01998 | 0.72574 | 0.74965 | 0.84566 | 1.3193 | 5.3291e-15 | safe
800 | 22126.7306 | 12169.7018 | 9957.0288 | 18056.986 | 4057.7446 | 39.1896 | 34.6366 | 39.1896 | 35.5066 | 0 | 0.55 | 0.45 | 0.45 | 0.81607 | 0.18339 | 1 | 0 | 0.82706 | 0.82706 | 0.71992 | 0 | 0.84644 | 0.8242 | 1 | 0.82881 | 0.71605 | 57623.7957 | 148010.45 | 12442353150.9175 | 4354823602.8211 | 10511982.72 | 12285710.7074 | 2.1049 | 2.1038 | 2.1049 | 2211.4279 | 0.55985 | 0.43301 | 0.54793 | 0.46749 | 0.01998 | 0.73128 | 0.75094 | 0.84711 | 1.2929 | 5.3291e-15 | safe
850 | 23508.9012 | 12929.8957 | 10579.0056 | 19185.5476 | 4311.3536 | 40.8889 | 36.8014 | 40.8889 | 37.7258 | 0 | 0.55 | 0.45 | 0.45 | 0.8161 | 0.18339 | 1 | 0 | 0.8329 | 0.8329 | 0.7249 | 0 | 0.85293 | 0.82571 | 1 | 0.83517 | 0.72148 | 57192.3219 | 148264.059 | 13211103732.5093 | 4623886306.3783 | 11168981.64 | 13053567.6266 | 2.1048 | 2.1038 | 2.1048 | 2349.6422 | 0.58413 | 0.46006 | 0.58218 | 0.49671 | 0.01998 | 0.73682 | 0.75223 | 0.84855 | 1.2697 | 5.3291e-15 | safe
900 | 24891.0719 | 13690.0895 | 11200.9824 | 20314.1092 | 4564.9627 | 42.5882 | 38.9662 | 42.5882 | 39.945 | 0 | 0.55 | 0.45 | 0.45 | 0.81612 | 0.1834 | 1 | 0 | 0.83874 | 0.83874 | 0.72988 | 0 | 0.85943 | 0.82721 | 1 | 0.84153 | 0.7269 | 56760.8481 | 148517.6681 | 13979854314.1012 | 4892949009.9354 | 11825980.56 | 13821424.5458 | 2.1048 | 2.1038 | 2.1048 | 2487.8564 | 0.6084 | 0.48711 | 0.61642 | 0.52593 | 0.01998 | 0.74236 | 0.75351 | 0.85 | 1.249 | 5.3291e-15 | safe
950 | 26273.2426 | 14450.2834 | 11822.9592 | 21442.6709 | 4818.5717 | 44.2876 | 41.131 | 44.2876 | 42.1641 | 0 | 0.55 | 0.45 | 0.45 | 0.81614 | 0.1834 | 1 | 0 | 0.84458 | 0.84458 | 0.73487 | 0 | 0.86592 | 0.82872 | 1 | 0.84789 | 0.73232 | 56293.0785 | 148771.2771 | 14748604895.6931 | 5162011713.4926 | 12482979.48 | 14589281.465 | 2.1047 | 2.1038 | 2.1047 | 2626.0707 | 0.63268 | 0.51415 | 0.65067 | 0.55515 | 0.01998 | 0.7479 | 0.7548 | 0.85145 | 1.2305 | 9.77e-15 | safe
1000 | 27655.4132 | 15210.4773 | 12444.936 | 22571.2325 | 5072.1807 | 45.9869 | 43.2958 | 45.9869 | 44.3833 | 0 | 0.55 | 0.45 | 0.45 | 0.81616 | 0.18341 | 1 | 0 | 0.85042 | 0.85042 | 0.73985 | 0 | 0.87241 | 0.83023 | 1 | 0.85425 | 0.73775 | 55040.6707 | 149024.8861 | 15517355477.2849 | 5431074417.0497 | 13139978.4 | 15357138.3842 | 2.1047 | 2.1038 | 2.1047 | 2764.2849 | 0.65696 | 0.5412 | 0.68491 | 0.58437 | 0.01998 | 0.75343 | 0.75609 | 0.85289 | 1.2139 | 1.0658e-14 | safe
1050 | 29037.5839 | 15970.6711 | 13066.9128 | 23699.7941 | 5325.7898 | 47.6863 | 45.4606 | 47.6863 | 46.6025 | 0 | 0.55 | 0.45 | 0.45 | 0.81618 | 0.18341 | 1 | 0 | 0.85626 | 0.85626 | 0.74483 | 0 | 0.87891 | 0.83174 | 1 | 0.86061 | 0.74317 | 53787.3329 | 149278.4952 | 16286106058.8768 | 5700137120.6069 | 13796977.32 | 16124995.3035 | 2.1046 | 2.1038 | 2.1046 | 2902.4992 | 0.68123 | 0.56825 | 0.71916 | 0.61358 | 0.01998 | 0.75897 | 0.75737 | 0.85434 | 1.1988 | 1.0658e-14 | safe
1100 | 30419.7546 | 16730.865 | 13688.8895 | 24828.3557 | 5579.3988 | 49.3856 | 47.6254 | 49.3856 | 48.8216 | 0 | 0.55 | 0.45 | 0.45 | 0.81619 | 0.18341 | 1 | 0 | 0.8621 | 0.8621 | 0.74981 | 0 | 0.8854 | 0.83325 | 1 | 0.86697 | 0.7486 | 52517.7136 | 149532.1042 | 17054856640.4687 | 5969199824.164 | 14453976.24 | 16892852.2227 | 2.1046 | 2.1038 | 2.1046 | 3040.7134 | 0.70551 | 0.5953 | 0.7534 | 0.6428 | 0.01998 | 0.76451 | 0.75866 | 0.85578 | 1.1851 | 1.0658e-14 | safe
1150 | 31801.9252 | 17491.0589 | 14310.8663 | 25956.9174 | 5833.0078 | 51.085 | 49.7901 | 51.085 | 51.0408 | 0 | 0.55 | 0.45 | 0.45 | 0.81621 | 0.18342 | 1 | 0 | 0.86794 | 0.86794 | 0.7548 | 0 | 0.8919 | 0.83475 | 1 | 0.87333 | 0.75402 | 51243.4118 | 149785.7133 | 17823607222.0605 | 6238262527.7212 | 15110975.16 | 17660709.1419 | 2.1046 | 2.1038 | 2.1046 | 3178.9276 | 0.72979 | 0.62235 | 0.78765 | 0.67202 | 0.01998 | 0.77005 | 0.75995 | 0.85723 | 1.1726 | 1.0658e-14 | safe
1200 | 33184.0959 | 18251.2527 | 14932.8431 | 27085.479 | 6086.6169 | 53.2599 | 51.9549 | 52.7843 | 53.2599 | 0 | 0.55 | 0.45 | 0.45 | 0.81622 | 0.18342 | 1 | 0 | 0.87378 | 0.87378 | 0.75978 | 1 | 0.89839 | 0.83626 | 1 | 0.87968 | 0.75944 | 49969.1099 | 150039.3223 | 18592357803.6524 | 6507325231.2783 | 15767974.08 | 18428566.0611 | 2.1045 | 2.1038 | 2.1045 | 3317.1419 | 0.76086 | 0.6494 | 0.8219 | 0.70124 | 0.01998 | 0.77559 | 0.76123 | 0.85867 | 1.1716 | 1.0658e-14 | safe
1250 | 34566.2665 | 19011.4466 | 15554.8199 | 28214.0406 | 6340.2259 | 55.4791 | 54.1197 | 54.4837 | 55.4791 | 0 | 0.55 | 0.45 | 0.45 | 0.81623 | 0.18342 | 1 | 0 | 0.87962 | 0.87962 | 0.76476 | 1 | 0.90488 | 0.83777 | 1 | 0.88604 | 0.76487 | 48694.8081 | 150292.9313 | 19361108385.2443 | 6776387934.8355 | 16424973 | 19196422.9803 | 2.1045 | 2.1038 | 2.1045 | 3455.3561 | 0.79256 | 0.67644 | 0.85614 | 0.73046 | 0.01998 | 0.78113 | 0.76252 | 0.86012 | 1.1717 | 1.0658e-14 | safe
1300 | 35948.4372 | 19771.6405 | 16176.7967 | 29342.6022 | 6593.835 | 57.6983 | 56.2826 | 56.3569 | 57.6983 | 0 | 0.55 | 0.45 | 0.45 | 0.81624 | 0.18342 | 1 | 0 | 0.88546 | 0.88546 | 0.76974 | 1 | 0.91138 | 0.83928 | 1 | 0.8924 | 0.77029 | 47420.5063 | 150546.5404 | 20129858966.8361 | 7045450638.3926 | 17081971.92 | 19964279.8995 | 2.1045 | 2.1038 | 2.1045 | 3593.5704 | 0.82426 | 0.70349 | 0.89039 | 0.75968 | 0.01998 | 0.78667 | 0.76381 | 0.86157 | 1.1717 | 1.0658e-14 | safe
1350 | 37330.6079 | 20531.8343 | 16798.7735 | 30471.1639 | 6847.444 | 59.9174 | 58.4473 | 58.5245 | 59.9174 | 0 | 0.55 | 0.45 | 0.45 | 0.81625 | 0.18343 | 1 | 0 | 0.8913 | 0.8913 | 0.77473 | 1 | 0.91787 | 0.84079 | 1 | 0.89876 | 0.77572 | 46146.2044 | 150800.1494 | 20898609548.428 | 7314513341.9498 | 17738970.84 | 20732136.8187 | 2.1044 | 2.1038 | 2.1044 | 3731.7846 | 0.85596 | 0.73054 | 0.92463 | 0.78889 | 0.01998 | 0.79221 | 0.76509 | 0.86301 | 1.1717 | 1.0658e-14 | safe
1400 | 38712.7785 | 21292.0282 | 17420.7503 | 31599.7255 | 7101.053 | 62.1366 | 60.612 | 60.6921 | 62.1366 | 0 | 0.55 | 0.45 | 0.45 | 0.81626 | 0.18343 | 1 | 0 | 0.89714 | 0.89714 | 0.77971 | 1 | 0.92436 | 0.84229 | 1 | 0.90512 | 0.78114 | 44871.0004 | 151053.7584 | 21667360130.0199 | 7583576045.507 | 18395969.76 | 21499993.7379 | 2.1044 | 2.1038 | 2.1044 | 3869.9989 | 0.88767 | 0.75759 | 0.95888 | 0.81811 | 0.01998 | 0.79775 | 0.76638 | 0.86446 | 1.1717 | 1.0658e-14 | safe
1450 | 40094.9492 | 22052.2221 | 18042.7271 | 32728.2871 | 7354.6621 | 64.3558 | 62.7767 | 62.8596 | 64.3558 | 0 | 0.55 | 0.45 | 0.45 | 0.81627 | 0.18343 | 1 | 0 | 0.90298 | 0.90298 | 0.78469 | 1 | 0.93086 | 0.8438 | 1 | 0.91148 | 0.78657 | 43594.3803 | 151307.3675 | 22436110711.6117 | 7852638749.0641 | 19052968.68 | 22267850.6571 | 2.1044 | 2.1038 | 2.1044 | 4008.2131 | 0.91937 | 0.78464 | 0.99312 | 0.84733 | 0.01998 | 0.80329 | 0.76767 | 0.8659 | 1.1717 | 1.0658e-14 | safe
1500 | 41477.1198 | 22812.4159 | 18664.7039 | 33856.8487 | 7608.2711 | 66.5749 | 64.9414 | 65.0272 | 66.5749 | 0 | 0.55 | 0.45 | 0.45 | 0.81628 | 0.18343 | 1 | 0 | 0.90882 | 0.90882 | 0.78967 | 1 | 0.93735 | 0.84531 | 1 | 0.91784 | 0.79199 | 42317.7601 | 151560.9765 | 23204861293.2036 | 8121701452.6213 | 19709967.6 | 23035707.5764 | 2.1044 | 2.1038 | 2.1044 | 4146.4274 | 0.95107 | 0.81169 | 1.0274 | 0.87655 | 0.01998 | 0.80883 | 0.76895 | 0.86735 | 1.1717 | 1.0658e-14 | stress | max_daily_average_grid_connection_ratio
1550 | 42859.2905 | 23572.6098 | 19286.6807 | 34985.4104 | 7861.8801 | 68.7941 | 67.1061 | 67.1948 | 68.7941 | 0 | 0.55 | 0.45 | 0.45 | 0.81629 | 0.18343 | 1 | 0 | 0.91466 | 0.91466 | 0.79466 | 1 | 0.94385 | 0.84682 | 1 | 0.9242 | 0.79741 | 41041.14 | 151814.5856 | 23973611874.7955 | 8390764156.1784 | 20366966.52 | 23803564.4956 | 2.1044 | 2.1038 | 2.1044 | 4284.6416 | 0.98277 | 0.83873 | 1.0616 | 0.90577 | 0.01998 | 0.81437 | 0.77024 | 0.86879 | 1.1717 | 1.0658e-14 | high_risk | max_daily_average_grid_connection_ratio
1600 | 44241.4612 | 24332.8036 | 19908.6575 | 36113.972 | 8115.4892 | 71.0133 | 69.2708 | 69.3624 | 71.0133 | 0 | 0.55 | 0.45 | 0.45 | 0.81629 | 0.18344 | 1 | 0 | 0.9205 | 0.9205 | 0.79964 | 1 | 0.95034 | 0.84833 | 1 | 0.93055 | 0.80284 | 39764.5198 | 152068.1946 | 24742362456.3873 | 8659826859.7356 | 21023965.44 | 24571421.4148 | 2.1043 | 2.1038 | 2.1043 | 4422.8559 | 1.0145 | 0.86578 | 1.0959 | 0.93499 | 0.01998 | 0.81991 | 0.77153 | 0.87024 | 1.1717 | 1.0658e-14 | high_risk | max_daily_average_grid_connection_ratio;max_local_connection_ratio;max_wtw_utilization
1650 | 45623.6318 | 25092.9975 | 20530.6343 | 37242.5336 | 8369.0982 | 73.2324 | 71.4356 | 71.5299 | 73.2324 | 0 | 0.55 | 0.45 | 0.45 | 0.8163 | 0.18344 | 1 | 0 | 0.92634 | 0.92634 | 0.80462 | 1 | 0.95683 | 0.84983 | 1 | 0.93691 | 0.80826 | 38487.8997 | 152321.8036 | 25511113037.9792 | 8928889563.2927 | 21680964.36 | 25339278.334 | 2.1043 | 2.1038 | 2.1043 | 4561.0701 | 1.0462 | 0.89283 | 1.1301 | 0.9642 | 0.01998 | 0.82545 | 0.77281 | 0.87169 | 1.1718 | 1.0658e-14 | high_risk | max_daily_average_grid_connection_ratio;max_local_connection_ratio;max_wtw_utilization
1700 | 47005.8025 | 25868.9144 | 21136.8881 | 38371.0952 | 8622.7073 | 75.4516 | 73.6003 | 73.6975 | 75.4516 | 0 | 0.55033 | 0.44967 | 0.44967 | 0.81631 | 0.18344 | 1 | 0 | 0.93218 | 0.93218 | 0.8096 | 1 | 0.96333 | 0.85134 | 1 | 0.94327 | 0.81369 | 37211.2795 | 152575.4127 | 26279863619.5711 | 9197952266.8499 | 22337963.28 | 26107135.2532 | 2.1043 | 2.1038 | 2.1043 | 4699.2843 | 1.0779 | 0.91988 | 1.1644 | 0.99342 | 0.01998 | 0.83099 | 0.7741 | 0.87313 | 1.1718 | 1.0658e-14 | high_risk | max_daily_average_grid_connection_ratio;max_local_connection_ratio;max_wtw_utilization
1750 | 48387.9732 | 26731.1632 | 21656.8099 | 39499.6569 | 8876.3163 | 77.6708 | 75.765 | 75.8651 | 77.6708 | 0 | 0.55243 | 0.44757 | 0.44757 | 0.81631 | 0.18344 | 1 | 0 | 0.93802 | 0.93802 | 0.81459 | 1 | 0.96982 | 0.85285 | 1 | 0.94963 | 0.81911 | 35934.6594 | 152829.0217 | 27048614201.1629 | 9467014970.407 | 22994962.2 | 26874992.1724 | 2.1043 | 2.1038 | 2.1043 | 4837.4986 | 1.1096 | 0.94693 | 1.1986 | 1.0226 | 0.01998 | 0.83653 | 0.77539 | 0.87458 | 1.1718 | 1.0658e-14 | high_risk | max_daily_average_grid_connection_ratio;max_local_connection_ratio;max_wtw_utilization
1800 | 49770.1438 | 27674.0191 | 22096.1247 | 40628.2185 | 9129.9253 | 79.8899 | 77.9297 | 78.0327 | 79.8899 | 0 | 0.55604 | 0.44396 | 0.44396 | 0.81632 | 0.18344 | 1 | 0 | 0.94386 | 0.94386 | 0.81957 | 1 | 0.97632 | 0.85436 | 1 | 0.95599 | 0.82454 | 34623.9726 | 153082.6307 | 27817364782.7548 | 9736077673.9642 | 23651961.12 | 27642849.0916 | 2.1043 | 2.1038 | 2.1043 | 4975.7128 | 1.1413 | 0.97398 | 1.2328 | 1.0519 | 0.01998 | 0.84207 | 0.77667 | 0.87602 | 1.1718 | 1.0658e-14 | high_risk | max_daily_average_grid_connection_ratio;max_local_connection_ratio;max_wtw_utilization;max_source_abstraction_ratio
1850 | 51152.3145 | 28690.4037 | 22461.9108 | 41756.7801 | 9383.5344 | 82.1091 | 80.0944 | 80.2002 | 82.1091 | 0 | 0.56088 | 0.43912 | 0.43912 | 0.81632 | 0.18344 | 1 | 0 | 0.9497 | 0.9497 | 0.82455 | 1 | 0.98 | 0.85587 | 1 | 0.96235 | 0.82996 | 33301.2512 | 153336.2398 | 28586114993.845 | 10005140247.8458 | 24308960.04 | 28410706.0108 | 2.1043 | 2.1038 | 2.1043 | 5113.9271 | 1.173 | 1.001 | 1.2671 | 1.0811 | 0.01998 | 0.8476 | 0.77796 | 0.87747 | 1.1718 | 1.0658e-14 | high_risk | max_daily_average_grid_connection_ratio;max_local_connection_ratio;max_wtw_utilization;max_source_abstraction_ratio
1900 | 52534.4851 | 29792.6434 | 22741.8418 | 42885.3417 | 9637.1434 | 84.3282 | 82.2591 | 82.3678 | 84.3282 | 0 | 0.56711 | 0.43289 | 0.43289 | 0.81633 | 0.18344 | 1 | 0 | 0.95554 | 0.95554 | 0.82953 | 1 | 0.98 | 0.85738 | 1 | 0.96871 | 0.83538 | 31978.5298 | 153589.8488 | 29354864719.298 | 10274202651.7543 | 24965958.96 | 29178562.9301 | 2.1042 | 2.1038 | 2.1042 | 5252.1413 | 1.2047 | 1.0281 | 1.3013 | 1.1103 | 0.01998 | 0.85313 | 0.77925 | 0.87891 | 1.1718 | 8.8818e-15 | high_risk | max_daily_average_grid_connection_ratio;max_local_connection_ratio;max_wtw_utilization;max_source_abstraction_ratio
1950 | 53916.6558 | 30975.195 | 22941.4608 | 44013.9034 | 9890.7524 | 86.5474 | 84.4238 | 84.5354 | 86.5474 | 0 | 0.5745 | 0.4255 | 0.4255 | 0.81633 | 0.18345 | 1 | 0 | 0.96138 | 0.96138 | 0.83452 | 1 | 0.98 | 0.85888 | 1 | 0.97507 | 0.84081 | 30655.8083 | 153843.4578 | 30123613143.45 | 10543264600.2075 | 25622957.88 | 29946419.8493 | 2.1042 | 2.1038 | 2.1042 | 5390.3556 | 1.2364 | 1.0551 | 1.3356 | 1.1395 | 0.01998 | 0.85865 | 0.78054 | 0.88036 | 1.1718 | 1.0658e-14 | high_risk | max_daily_average_grid_connection_ratio;max_local_connection_ratio;max_wtw_utilization;max_source_abstraction_ratio
2000 | 55298.8265 | 32233.5881 | 23065.2384 | 45142.465 | 10144.3615 | 88.7666 | 86.5885 | 86.703 | 88.7666 | 0 | 0.5829 | 0.4171 | 0.4171 | 0.81634 | 0.18345 | 1 | 0 | 0.96722 | 0.96722 | 0.8395 | 1 | 0.98 | 0.86039 | 1 | 0.98142 | 0.84623 | 29333.0869 | 154097.0669 | 30892360375.6781 | 10812326131.4873 | 26279956.8 | 30714276.7685 | 2.1042 | 2.1038 | 2.1042 | 5528.5698 | 1.2681 | 1.0822 | 1.3698 | 1.1687 | 0.01998 | 0.86416 | 0.78182 | 0.88181 | 1.1718 | 1.0658e-14 | high_risk | max_daily_average_grid_connection_ratio;max_local_connection_ratio;max_source_abstraction_ratio;max_wtw_utilization

## 04_容量扫描_ha_constraint_boundar~2
constraint | operator | target | first_failed_capacity_mw | maximum_safe_capacity_mw | first_failure_margin | reentrant_feasibility
max_source_abstraction_ratio | <= | 0.95 | 1200 | 1150 | 0.0049532 | FALSE
max_wtw_utilization | <= | 0.95 | 1200 | 1150 | 0.001536 | FALSE
reclaimed_water_substitution_ratio | >= | 0.65 | 1350 | 1300 | 0.015553 | FALSE
max_daily_average_grid_connection_ratio | <= | 1 | 1450 | 1400 | 0.006088 | FALSE
max_local_connection_ratio | <= | 1 | 1550 | 1500 | 0.03291 | FALSE
peak_capacity_ratio | <= | 1 | 1750 | 1700 | 0.0010268 | FALSE
domestic_unmet_ml | <= | 0 | 1850 | 1800 | 167.7813 | FALSE
max_wwtw_utilization | <= | 0.95 |  | 2000 |  | FALSE
system_reliability_fraction | >= | 0.99 |  | 2000 |  | FALSE
unmet_cooling_water_ml | <= | 0 |  | 2000 |  | FALSE

## 04_容量扫描_co_constraint_boundar~2
constraint | operator | target | first_failed_capacity_mw | maximum_safe_capacity_mw | first_failure_margin | reentrant_feasibility
max_daily_average_grid_connection_ratio | <= | 1 | 1500 | 1450 | 0.02737 | FALSE
max_local_connection_ratio | <= | 1 | 1600 | 1550 | 0.014475 | FALSE
max_wtw_utilization | <= | 0.95 | 1600 | 1550 | 0.00034064 | FALSE
max_source_abstraction_ratio | <= | 0.95 | 1800 | 1750 | 0.005989 | FALSE
domestic_unmet_ml | <= | 0 |  | 2000 |  | FALSE
max_wwtw_utilization | <= | 0.95 |  | 2000 |  | FALSE
peak_capacity_ratio | <= | 1 |  | 2000 |  | FALSE
reclaimed_water_substitution_ratio | >= | 0.4 |  | 2000 |  | FALSE
system_reliability_fraction | >= | 0.99 |  | 2000 |  | FALSE
unmet_cooling_water_ml | <= | 0 |  | 2000 |  | FALSE

## 04_容量扫描_ha_capacity_threshold_c
domain | grid_mw | daily.maximum_safe_ai_capacity_mw | daily.first_failed_capacity_mw | daily.limiting_constraint | daily.constraint_margin | daily.failed_constraints | daily.limiting_constraint_basis | daily.threshold_interval_mw | daily.feasible_intervals_mw | daily.reentrant_feasibility | annual.maximum_safe_ai_capacity_mw | annual.first_failed_capacity_mw | annual.limiting_constraint | annual.constraint_margin | annual.failed_constraints | annual.limiting_constraint_basis | annual.threshold_interval_mw | annual.feasible_intervals_mw | annual.reentrant_feasibility | physical_daily.maximum_safe_ai_capacity_mw | physical_daily.first_failed_capacity_mw | physical_daily.limiting_constraint | physical_daily.constraint_margin | physical_daily.failed_constraints | physical_daily.limiting_constraint_basis | physical_daily.threshold_interval_mw | physical_daily.feasible_intervals_mw | physical_daily.reentrant_feasibility | physical_annual.maximum_safe_ai_capacity_mw | physical_annual.first_failed_capacity_mw | physical_annual.limiting_constraint | physical_annual.constraint_margin | physical_annual.failed_constraints | physical_annual.limiting_constraint_basis | physical_annual.threshold_interval_mw | physical_annual.feasible_intervals_mw | physical_annual.reentrant_feasibility | physical_hourly.intra_day_peak_factor | physical_hourly.hourly_constraints.system_reliability_fraction.operator | physical_hourly.hourly_constraints.system_reliability_fraction.value | physical_hourly.hourly_constraints.domestic_unmet_ml.operator | physical_hourly.hourly_constraints.domestic_unmet_ml.value | physical_hourly.hourly_constraints.unmet_cooling_water_ml.operator | physical_hourly.hourly_constraints.unmet_cooling_water_ml.value | physical_hourly.hourly_constraints.hourly_max_wtw_utilization.operator | physical_hourly.hourly_constraints.hourly_max_wtw_utilization.value | physical_hourly.hourly_constraints.max_wwtw_utilization.operator | physical_hourly.hourly_constraints.max_wwtw_utilization.value | physical_hourly.hourly_constraints.max_source_abstraction_ratio.operator | physical_hourly.hourly_constraints.max_source_abstraction_ratio.value | physical_hourly.hourly_constraints.hourly_peak_capacity_ratio.operator | physical_hourly.hourly_constraints.hourly_peak_capacity_ratio.value | physical_hourly.hourly_constraints.hourly_max_local_connection_ratio.operator | physical_hourly.hourly_constraints.hourly_max_local_connection_ratio.value | physical_hourly.hourly_constraints.hourly_max_daily_average_grid_connection_ratio.operator | physical_hourly.hourly_constraints.hourly_max_daily_average_grid_connection_ratio.value | physical_hourly.maximum_safe_ai_capacity_mw | physical_hourly.first_failed_capacity_mw | physical_hourly.limiting_constraint | physical_hourly.constraint_margin | physical_hourly.failed_constraints | physical_hourly.limiting_constraint_basis | physical_hourly.threshold_interval_mw | physical_hourly.feasible_intervals_mw | physical_hourly.reentrant_feasibility | reclaimed_target.maximum_safe_ai_capacity_mw | reclaimed_target.first_failed_capacity_mw | reclaimed_target.limiting_constraint | reclaimed_target.constraint_margin | reclaimed_target.failed_constraints | reclaimed_target.limiting_constraint_basis | reclaimed_target.threshold_interval_mw | reclaimed_target.feasible_intervals_mw | reclaimed_target.reentrant_feasibility
ha | 50 | 1150 | 1200 | max_source_abstraction_ratio | 0.0049532 | [{'constraint': 'max_source_abstraction_ratio', 'actual': 0.9549532007839912, 'target': 0.95, 'operator': '<=', 'violation': 0.004953200783991196, 'scaled_violation': 0.005213895562095996}, {'constraint': 'max_wtw_utilization', 'actual': 0.9515360168979424, 'target': 0.95, 'operator': '<=', 'violation': 0.0015360168979424715, 'scaled_violation': 0.0016168598925710227}] | maximum scale-free violation at first failed capacity | [1150.0, 1200.0] | [[50.0, 1150.0]] | FALSE | 1300 | 1350 | reclaimed_water_substitution_ratio | 0.015553 | [{'constraint': 'reclaimed_water_substitution_ratio', 'actual': 0.6344472731212982, 'target': 0.65, 'operator': '>=', 'violation': 0.015552726878701795, 'scaled_violation': 0.023927272121079684}] | maximum scale-free violation at first failed capacity | [1300.0, 1350.0] | [[50.0, 1300.0]] | FALSE | 1150 | 1200 | max_source_abstraction_ratio | 0.0049532 | [{'constraint': 'max_source_abstraction_ratio', 'actual': 0.9549532007839912, 'target': 0.95, 'operator': '<=', 'violation': 0.004953200783991196, 'scaled_violation': 0.005213895562095996}, {'constraint': 'max_wtw_utilization', 'actual': 0.9515360168979424, 'target': 0.95, 'operator': '<=', 'violation': 0.0015360168979424715, 'scaled_violation': 0.0016168598925710227}] | maximum scale-free violation at first failed capacity | [1150.0, 1200.0] | [[50.0, 1150.0]] | FALSE | 1650 | 1700 | mean_daily_average_grid_connection_ratio | 0.0052839 | [{'constraint': 'mean_daily_average_grid_connection_ratio', 'actual': 1.0052839188783562, 'target': 1.0, 'operator': '<=', 'violation': 0.00528391887835622, 'scaled_violation': 0.00528391887835622}] | maximum scale-free violation at first failed capacity | [1650.0, 1700.0] | [[50.0, 1650.0]] | FALSE | 1.0577 | >= | 0.99 | <= | 0 | <= | 0 | <= | 0.95 | <= | 0.95 | <= | 0.95 | <= | 1 | <= | 1 | <= | 1 | 1100 | 1150 | hourly_max_wtw_utilization | 0.0037965 | [{'constraint': 'hourly_max_wtw_utilization', 'actual': 0.9537965169698576, 'target': 0.95, 'operator': '<=', 'violation': 0.0037965169698576107, 'scaled_violation': 0.003996333652481696}] | maximum scale-free violation at first failed capacity | [1100.0, 1150.0] | [[50.0, 1100.0]] | FALSE | 1300 | 1350 | reclaimed_water_substitution_ratio | 0.015553 | [{'constraint': 'reclaimed_water_substitution_ratio', 'actual': 0.6344472731212982, 'target': 0.65, 'operator': '>=', 'violation': 0.015552726878701795, 'scaled_violation': 0.023927272121079684}] | maximum scale-free violation at first failed capacity | [1300.0, 1350.0] | [[50.0, 1300.0]] | FALSE

## 04_容量扫描_co_capacity_threshold_c
domain | grid_mw | daily.maximum_safe_ai_capacity_mw | daily.first_failed_capacity_mw | daily.limiting_constraint | daily.constraint_margin | daily.failed_constraints | daily.limiting_constraint_basis | daily.threshold_interval_mw | daily.feasible_intervals_mw | daily.reentrant_feasibility | annual.maximum_safe_ai_capacity_mw | annual.first_failed_capacity_mw | annual.limiting_constraint | annual.constraint_margin | annual.failed_constraints | annual.limiting_constraint_basis | annual.threshold_interval_mw | annual.feasible_intervals_mw | annual.reentrant_feasibility | physical_daily.maximum_safe_ai_capacity_mw | physical_daily.first_failed_capacity_mw | physical_daily.limiting_constraint | physical_daily.constraint_margin | physical_daily.failed_constraints | physical_daily.limiting_constraint_basis | physical_daily.threshold_interval_mw | physical_daily.feasible_intervals_mw | physical_daily.reentrant_feasibility | physical_annual.maximum_safe_ai_capacity_mw | physical_annual.first_failed_capacity_mw | physical_annual.limiting_constraint | physical_annual.constraint_margin | physical_annual.failed_constraints | physical_annual.limiting_constraint_basis | physical_annual.threshold_interval_mw | physical_annual.feasible_intervals_mw | physical_annual.reentrant_feasibility | physical_hourly.intra_day_peak_factor | physical_hourly.hourly_constraints.system_reliability_fraction.operator | physical_hourly.hourly_constraints.system_reliability_fraction.value | physical_hourly.hourly_constraints.domestic_unmet_ml.operator | physical_hourly.hourly_constraints.domestic_unmet_ml.value | physical_hourly.hourly_constraints.unmet_cooling_water_ml.operator | physical_hourly.hourly_constraints.unmet_cooling_water_ml.value | physical_hourly.hourly_constraints.hourly_max_wtw_utilization.operator | physical_hourly.hourly_constraints.hourly_max_wtw_utilization.value | physical_hourly.hourly_constraints.max_wwtw_utilization.operator | physical_hourly.hourly_constraints.max_wwtw_utilization.value | physical_hourly.hourly_constraints.max_source_abstraction_ratio.operator | physical_hourly.hourly_constraints.max_source_abstraction_ratio.value | physical_hourly.hourly_constraints.hourly_peak_capacity_ratio.operator | physical_hourly.hourly_constraints.hourly_peak_capacity_ratio.value | physical_hourly.hourly_constraints.hourly_max_local_connection_ratio.operator | physical_hourly.hourly_constraints.hourly_max_local_connection_ratio.value | physical_hourly.hourly_constraints.hourly_max_daily_average_grid_connection_ratio.operator | physical_hourly.hourly_constraints.hourly_max_daily_average_grid_connection_ratio.value | physical_hourly.maximum_safe_ai_capacity_mw | physical_hourly.first_failed_capacity_mw | physical_hourly.limiting_constraint | physical_hourly.constraint_margin | physical_hourly.failed_constraints | physical_hourly.limiting_constraint_basis | physical_hourly.threshold_interval_mw | physical_hourly.feasible_intervals_mw | physical_hourly.reentrant_feasibility | reclaimed_target.maximum_safe_ai_capacity_mw | reclaimed_target.first_failed_capacity_mw | reclaimed_target.limiting_constraint | reclaimed_target.constraint_margin | reclaimed_target.failed_constraints | reclaimed_target.limiting_constraint_basis | reclaimed_target.threshold_interval_mw | reclaimed_target.feasible_intervals_mw | reclaimed_target.reentrant_feasibility
co | 50 | 1450 | 1500 | max_daily_average_grid_connection_ratio | 0.02737 | [{'constraint': 'max_daily_average_grid_connection_ratio', 'actual': 1.02736998, 'target': 1.0, 'operator': '<=', 'violation': 0.027369980000000016, 'scaled_violation': 0.027369980000000016}] | maximum scale-free violation at first failed capacity | [1450.0, 1500.0] | [[50.0, 1450.0]] | FALSE | 1700 | 1750 | mean_daily_average_grid_connection_ratio | 0.02264 | [{'constraint': 'mean_daily_average_grid_connection_ratio', 'actual': 1.0226404936232878, 'target': 1.0, 'operator': '<=', 'violation': 0.022640493623287794, 'scaled_violation': 0.022640493623287794}] | maximum scale-free violation at first failed capacity | [1700.0, 1750.0] | [[50.0, 1700.0]] | FALSE | 1450 | 1500 | max_daily_average_grid_connection_ratio | 0.02737 | [{'constraint': 'max_daily_average_grid_connection_ratio', 'actual': 1.02736998, 'target': 1.0, 'operator': '<=', 'violation': 0.027369980000000016, 'scaled_violation': 0.027369980000000016}] | maximum scale-free violation at first failed capacity | [1450.0, 1500.0] | [[50.0, 1450.0]] | FALSE | 1700 | 1750 | mean_daily_average_grid_connection_ratio | 0.02264 | [{'constraint': 'mean_daily_average_grid_connection_ratio', 'actual': 1.0226404936232878, 'target': 1.0, 'operator': '<=', 'violation': 0.022640493623287794, 'scaled_violation': 0.022640493623287794}] | maximum scale-free violation at first failed capacity | [1700.0, 1750.0] | [[50.0, 1700.0]] | FALSE | 1.0577 | >= | 0.99 | <= | 0 | <= | 0 | <= | 0.95 | <= | 0.95 | <= | 0.95 | <= | 1 | <= | 1 | <= | 1 | 1350 | 1400 | hourly_max_daily_average_grid_connection_ratio | 0.01422 | [{'constraint': 'hourly_max_daily_average_grid_connection_ratio', 'actual': 1.014220289639576, 'target': 1.0, 'operator': '<=', 'violation': 0.014220289639576, 'scaled_violation': 0.014220289639576}] | maximum scale-free violation at first failed capacity | [1350.0, 1400.0] | [[50.0, 1350.0]] | FALSE | 2000 |  |  |  | [] | maximum scale-free violation at first failed capacity | [2000.0, None] | [[50.0, 2000.0]] | FALSE

## 04_容量扫描_reservoir_sustainabilit
ha.domain | ha.criterion | ha.initial_storage_ml | ha.capacity_step_mw | ha.max_terminal_non_depleting_capacity_mw | ha.first_terminal_decline_capacity_mw | ha.rows | co.domain | co.criterion | co.initial_storage_ml | co.capacity_step_mw | co.max_terminal_non_depleting_capacity_mw | co.first_terminal_decline_capacity_mw | co.rows
ha | terminal_storage_ml >= configured initial_storage_ml after 730 days | 65000 | 50 | 150 | 200 | [{'ai_capacity_mw': 0.0, 'initial_storage_ml': 65000.0, 'terminal_storage_ml': 70520.74955155302, 'terminal_minus_initial_ml': 5520.749551553017, 'terminal_storage_fraction': 1.084934608485431, 'minimum_storage_ml': 57112.73939758098, 'first_year_net_change_ml': 2929.6922345550993, 'second_year_net_change_ml': 2591.057316997918, 'terminal_non_depleting': True}, {'ai_capacity_mw': 50.0, 'initial_storage_ml': 65000.0, 'terminal_storage_ml': 68854.94132448356, 'terminal_minus_initial_ml': 3854.9413244835596, 'terminal_storage_fraction': 1.0593067896074393, 'minimum_storage_ml': 56651.48905749448, 'first_year_net_change_ml': 2089.5445721512224, 'second_year_net_change_ml': 1765.3967523323372, 'terminal_non_depleting': True}, {'ai_capacity_mw': 100.0, 'initial_storage_ml': 65000.0, 'terminal_storage_ml': 67203.27307544302, 'terminal_minus_initial_ml': 2203.273075443023, 'terminal_storage_fraction': 1.0338965088529697, 'minimum_storage_ml': 56204.378695436804, 'first_year_net_change_ml': 1263.5368877760775, 'second_year_net_change_ml': 939.7361876669456, 'terminal_non_depleting': True}, {'ai_capacity_mw': 150.0, 'initial_storage_ml': 65000.0, 'terminal_storage_ml': 65551.60482640233, 'terminal_minus_initial_ml': 551.6048264023266, 'terminal_storage_fraction': 1.0084862280984974, 'minimum_storage_ml': 55757.26833337899, 'first_year_net_change_ml': 437.52920340085984, 'second_year_net_change_ml': 114.07562300146674, 'terminal_non_depleting': True}, {'ai_capacity_mw': 200.0, 'initial_storage_ml': 65000.0, 'terminal_storage_ml': 63899.93657736165, 'terminal_minus_initial_ml': -1100.0634226383481, 'terminal_storage_fraction': 0.9830759473440254, 'minimum_storage_ml': 54936.291458363004, 'first_year_net_change_ml': -388.4784809743069, 'second_year_net_change_ml': -711.5849416640413, 'terminal_non_depleting': False}, {'ai_capacity_mw': 250.0, 'initial_storage_ml': 65000.0, 'terminal_storage_ml': 62248.268328320955, 'terminal_minus_initial_ml': -2751.7316716790447, 'terminal_storage_fraction': 0.9576656665895532, 'minimum_storage_ml': 53652.212444378725, 'first_year_net_change_ml': -1214.4861653495973, 'second_year_net_change_ml': -1537.2455063294474, 'terminal_non_depleting': False}, {'ai_capacity_mw': 300.0, 'initial_storage_ml': 65000.0, 'terminal_storage_ml': 60596.600079280295, 'terminal_minus_initial_ml': -4403.399920719705, 'terminal_storage_fraction': 0.9322553858350815, 'minimum_storage_ml': 52368.133430394555, 'first_year_net_change_ml': -2040.493849724764, 'second_year_net_change_ml': -2362.906070994941, 'terminal_non_depleting': False}, {'ai_capacity_mw': 350.0, 'initial_storage_ml': 65000.0, 'terminal_storage_ml': 58944.93183023959, 'terminal_minus_initial_ml': -6055.068169760409, 'terminal_storage_fraction': 0.9068451050806091, 'minimum_storage_ml': 51084.054416410334, 'first_year_net_change_ml': -2866.5015340999744, 'second_year_net_change_ml': -3188.5666356604343, 'terminal_non_depleting': False}, {'ai_capacity_mw': 400.0, 'initial_storage_ml': 65000.0, 'terminal_storage_ml': 57293.26358119888, 'terminal_minus_initial_ml': -7706.73641880112, 'terminal_storage_fraction': 0.8814348243261366, 'minimum_storage_ml': 49799.97540242605, 'first_year_net_change_ml': -3692.509218475221, 'second_year_net_change_ml': -4014.2272003258986, 'terminal_non_depleting': False}, {'ai_capacity_mw': 450.0, 'initial_storage_ml': 65000.0, 'terminal_storage_ml': 55641.59533215822, 'terminal_minus_initial_ml': -9358.40466784178, 'terminal_storage_fraction': 0.8560245435716649, 'minimum_storage_ml': 48515.896388441775, 'first_year_net_change_ml': -4518.5169028504315, 'second_year_net_change_ml': -4839.887764991348, 'terminal_non_depleting': False}, {'ai_capacity_mw': 500.0, 'initial_storage_ml': 65000.0, 'terminal_storage_ml': 53989.92708311741, 'terminal_minus_initial_ml': -11010.072916882593, 'terminal_storage_fraction': 0.8306142628171909, 'minimum_storage_ml': 47231.81737445746, 'first_year_net_change_ml': -5344.524587225744, 'second_year_net_change_ml': -5665.548329656849, 'terminal_non_depleting': False}, {'ai_capacity_mw': 550.0, 'initial_storage_ml': 65000.0, 'terminal_storage_ml': 52338.25883407687, 'terminal_minus_initial_ml': -12661.74116592313, 'terminal_storage_fraction': 0.805203982062721, 'minimum_storage_ml': 45947.73836047338, 'first_year_net_change_ml': -6170.532271600903, 'second_year_net_change_ml': -6491.208894322226, 'terminal_non_depleting': False}, {'ai_capacity_mw': 600.0, 'initial_storage_ml': 65000.0, 'terminal_storage_ml': 50686.590585036305, 'terminal_minus_initial_ml': -14313.409414963695, 'terminal_storage_fraction': 0.7797937013082509, 'minimum_storage_ml': 44663.65934648922, 'first_year_net_change_ml': -6996.539955976019, 'second_year_net_change_ml': -7316.869458987676, 'terminal_non_depleting': False}, {'ai_capacity_mw': 650.0, 'initial_storage_ml': 65000.0, 'terminal_storage_ml': 49034.92233599547, 'terminal_minus_initial_ml': -15965.07766400453, 'terminal_storage_fraction': 0.7543834205537765, 'minimum_storage_ml': 43379.58033250489, 'first_year_net_change_ml': -7822.5476403513385, 'second_year_net_change_ml': -8142.530023653191, 'terminal_non_depleting': False}, {'ai_capacity_mw': 700.0, 'initial_storage_ml': 65000.0, 'terminal_storage_ml': 47383.254086954825, 'terminal_minus_initial_ml': -17616.745913045175, 'terminal_storage_fraction': 0.728973139799305, 'minimum_storage_ml': 42072.63639898534, 'first_year_net_change_ml': -8648.55532472649, 'second_year_net_change_ml': -8968.190588318685, 'terminal_non_depleting': False}, {'ai_capacity_mw': 750.0, 'initial_storage_ml': 65000.0, 'terminal_storage_ml': 45731.585837914165, 'terminal_minus_initial_ml': -19268.414162085835, 'terminal_storage_fraction': 0.7035628590448333, 'minimum_storage_ml': 40744.872392703604, 'first_year_net_change_ml': -9474.563009101767, 'second_year_net_change_ml': -9793.851152984069, 'terminal_non_depleting': False}, {'ai_capacity_mw': 800.0, 'initial_storage_ml': 65000.0, 'terminal_storage_ml': 44079.917588873475, 'terminal_minus_initial_ml': -20920.082411126525, 'terminal_storage_fraction': 0.6781525782903611, 'minimum_storage_ml': 39396.881284568524, 'first_year_net_change_ml': -10300.57069347697, 'second_year_net_change_ml': -10619.511717649555, 'terminal_non_depleting': False}, {'ai_capacity_mw': 850.0, 'initial_storage_ml': 65000.0, 'terminal_storage_ml': 42428.249339832764, 'terminal_minus_initial_ml': -22571.750660167236, 'terminal_storage_fraction': 0.6527422975358886, 'minimum_storage_ml': 38028.84425996893, 'first_year_net_change_ml': -11126.578377852187, 'second_year_net_change_ml': -11445.172282315049, 'terminal_non_depleting': False}, {'ai_capacity_mw': 900.0, 'initial_storage_ml': 65000.0, 'terminal_storage_ml': 40776.58109079217, 'terminal_minus_initial_ml': -24223.41890920783, 'terminal_storage_fraction': 0.627332016781418, 'minimum_storage_ml': 36660.807235369386, 'first_year_net_change_ml': -11952.586062227412, 'second_year_net_change_ml': -12270.832846980418, 'terminal_non_depleting': False}, {'ai_capacity_mw': 950.0, 'initial_storage_ml': 65000.0, 'terminal_storage_ml': 39124.91284175141, 'terminal_minus_initial_ml': -25875.087158248592, 'terminal_storage_fraction': 0.6019217360269448, 'minimum_storage_ml': 35291.27000737397, 'first_year_net_change_ml': -12778.593746602637, 'second_year_net_change_ml': -13096.493411645955, 'terminal_non_depleting': False}, {'ai_capacity_mw': 1000.0, 'initial_storage_ml': 65000.0, 'terminal_storage_ml': 37473.24459271081, 'terminal_minus_initial_ml': -27526.755407289187, 'terminal_storage_fraction': 0.576511455272474, 'minimum_storage_ml': 33898.256747795975, 'first_year_net_change_ml': -13604.601430977826, 'second_year_net_change_ml': -13922.153976311361, 'terminal_non_depleting': False}, {'ai_capacity_mw': 1050.0, 'initial_storage_ml': 65000.0, 'terminal_storage_ml': 35821.576343670014, 'terminal_minus_initial_ml': -29178.423656329986, 'terminal_storage_fraction': 0.5511011745180002, 'minimum_storage_ml': 32505.24348821782, 'first_year_net_change_ml': -14430.60911535308, 'second_year_net_change_ml': -14747.814540976906, 'terminal_non_depleting': False}, {'ai_capacity_mw': 1100.0, 'initial_storage_ml': 65000.0, 'terminal_storage_ml': 34169.90809462955, 'terminal_minus_initial_ml': -30830.09190537045, 'terminal_storage_fraction': 0.5256908937635315, 'minimum_storage_ml': 31112.230228639884, 'first_year_net_change_ml': -15256.616799728232, 'second_year_net_change_ml': -15573.475105642217, 'terminal_non_depleting': False}, {'ai_capacity_mw': 1150.0, 'initial_storage_ml': 65000.0, 'terminal_storage_ml': 32518.239845588734, 'terminal_minus_initial_ml': -32481.760154411266, 'terminal_storage_fraction': 0.5002806130090575, 'minimum_storage_ml': 29719.216969061716, 'first_year_net_change_ml': -16082.624484103566, 'second_year_net_change_ml': -16399.1356703077, 'terminal_non_depleting': False}, {'ai_capacity_mw': 1200.0, 'initial_storage_ml': 65000.0, 'terminal_storage_ml': 30866.571596548187, 'terminal_minus_initial_ml': -34133.42840345181, 'terminal_storage_fraction': 0.47487033225458747, 'minimum_storage_ml': 28326.20370948374, 'first_year_net_change_ml': -16908.632168478704, 'second_year_net_change_ml': -17224.79623497311, 'terminal_non_depleting': False}, {'ai_capacity_mw': 1250.0, 'initial_storage_ml': 65000.0, 'terminal_storage_ml': 29214.903347507487, 'terminal_minus_initial_ml': -35785.09665249252, 'terminal_storage_fraction': 0.4494600515001152, 'minimum_storage_ml': 26925.600590955684, 'first_year_net_change_ml': -17734.639852853972, 'second_year_net_change_ml': -18050.45679963854, 'terminal_non_depleting': False}, {'ai_capacity_mw': 1300.0, 'initial_storage_ml': 65000.0, 'terminal_storage_ml': 27563.23509846684, 'terminal_minus_initial_ml': -37436.764901533155, 'terminal_storage_fraction': 0.4240497707456437, 'minimum_storage_ml': 25507.996881795036, 'first_year_net_change_ml': -18560.64753722916, 'second_year_net_change_ml': -18876.117364304, 'terminal_non_depleting': False}, {'ai_capacity_mw': 1350.0, 'initial_storage_ml': 65000.0, 'terminal_storage_ml': 25911.566849425984, 'terminal_minus_initial_ml': -39088.43315057401, 'terminal_storage_fraction': 0.398639489991169, 'minimum_storage_ml': 24083.29500051097, 'first_year_net_change_ml': -19386.65522160448, 'second_year_net_change_ml': -19701.777928969535, 'terminal_non_depleting': False}, {'ai_capacity_mw': 1400.0, 'initial_storage_ml': 65000.0, 'terminal_storage_ml': 24259.898600385466, 'terminal_minus_initial_ml': -40740.101399614534, 'terminal_storage_fraction': 0.3732292092366995, 'minimum_storage_ml': 22658.59311922722, 'first_year_net_change_ml': -20212.66290597959, 'second_year_net_change_ml': -20527.438493634945, 'terminal_non_depleting': False}, {'ai_capacity_mw': 1450.0, 'initial_storage_ml': 65000.0, 'terminal_storage_ml': 22608.230351344795, 'terminal_minus_initial_ml': -42391.7696486552, 'terminal_storage_fraction': 0.3478189284822276, 'minimum_storage_ml': 21230.12976032055, 'first_year_net_change_ml': -21038.6705903548, 'second_year_net_change_ml': -21353.099058300406, 'terminal_non_depleting': False}, {'ai_capacity_mw': 1500.0, 'initial_storage_ml': 65000.0, 'terminal_storage_ml': 20956.562102304117, 'terminal_minus_initial_ml': -44043.43789769588, 'terminal_storage_fraction': 0.3224086477277556, 'minimum_storage_ml': 19788.690693781817, 'first_year_net_change_ml': -21864.678274730075, 'second_year_net_change_ml': -22178.75962296581, 'terminal_non_depleting': False}, {'ai_capacity_mw': 1550.0, 'initial_storage_ml': 65000.0, 'terminal_storage_ml': 19306.205245378955, 'terminal_minus_initial_ml': -45693.79475462105, 'terminal_storage_fraction': 0.2970185422365993, 'minimum_storage_ml': 18348.5630193586, 'first_year_net_change_ml': -22690.685959105227, 'second_year_net_change_ml': -23003.10879551582, 'terminal_non_depleting': False}, {'ai_capacity_mw': 1600.0, 'initial_storage_ml': 65000.0, 'terminal_storage_ml': 17661.064387480965, 'terminal_minus_initial_ml': -47338.93561251904, 'terminal_storage_fraction': 0.27170868288432254, 'minimum_storage_ml': 16910.40930545926, 'first_year_net_change_ml': -23514.9598622126, 'second_year_net_change_ml': -23823.975750306436, 'terminal_non_depleting': False}, {'ai_capacity_mw': 1650.0, 'initial_storage_ml': 65000.0, 'terminal_storage_ml': 16024.442030445902, 'terminal_minus_initial_ml': -48975.557969554095, 'terminal_storage_fraction': 0.24652987739147542, 'minimum_storage_ml': 15467.409439141462, 'first_year_net_change_ml': -24334.959272734828, 'second_year_net_change_ml': -24640.59869681927, 'terminal_non_depleting': False}, {'ai_capacity_mw': 1700.0, 'initial_storage_ml': 65000.0, 'terminal_storage_ml': 14416.416630789898, 'terminal_minus_initial_ml': -50583.5833692101, 'terminal_storage_fraction': 0.22179102508907536, 'minimum_storage_ml': 14053.006530202738, 'first_year_net_change_ml': -25143.903413455846, 'second_year_net_change_ml': -25439.679955754254, 'terminal_non_depleting': False}, {'ai_capacity_mw': 1750.0, 'initial_storage_ml': 65000.0, 'terminal_storage_ml': 12843.95634758992, 'terminal_minus_initial_ml': -52156.04365241008, 'terminal_storage_fraction': 0.1975993284244603, 'minimum_storage_ml': 12674.168737720005, 'first_year_net_change_ml': -25937.394723169702, 'second_year_net_change_ml': -26218.64892924038, 'terminal_non_depleting': False}, {'ai_capacity_mw': 1800.0, 'initial_storage_ml': 65000.0, 'terminal_storage_ml': 11321.706006853381, 'terminal_minus_initial_ml': -53678.29399314662, 'terminal_storage_fraction': 0.17418009241312893, 'minimum_storage_ml': 11321.706006853381, 'first_year_net_change_ml': -26709.0040129353, 'second_year_net_change_ml': -26969.289980211317, 'terminal_non_depleting': False}, {'ai_capacity_mw': 1850.0, 'initial_storage_ml': 65000.0, 'terminal_storage_ml': 9818.413698886194, 'terminal_minus_initial_ml': -55181.586301113806, 'terminal_storage_fraction': 0.15105251844440298, 'minimum_storage_ml': 9818.413698886194, 'first_year_net_change_ml': -27463.57392699783, 'second_year_net_change_ml': -27718.012374115977, 'terminal_non_depleting': False}, {'ai_capacity_mw': 1900.0, 'initial_storage_ml': 65000.0, 'terminal_storage_ml': 8388.232248154281, 'terminal_minus_initial_ml': -56611.76775184572, 'terminal_storage_fraction': 0.12904972689468125, 'minimum_storage_ml': 8388.232248154281, 'first_year_net_change_ml': -28189.35352504831, 'second_year_net_change_ml': -28422.41422679741, 'terminal_non_depleting': False}, {'ai_capacity_mw': 1950.0, 'initial_storage_ml': 65000.0, 'terminal_storage_ml': 6982.301001478687, 'terminal_minus_initial_ml': -58017.698998521315, 'terminal_storage_fraction': 0.10742001540736441, 'minimum_storage_ml': 6982.301001478687, 'first_year_net_change_ml': -28891.889358997847, 'second_year_net_change_ml': -29125.809639523468, 'terminal_non_depleting': False}, {'ai_capacity_mw': 2000.0, 'initial_storage_ml': 65000.0, 'terminal_storage_ml': 5686.604755187799, 'terminal_minus_initial_ml': -59313.3952448122, 'terminal_storage_fraction': 0.08748622700288922, 'minimum_storage_ml': 5686.604755187799, 'first_year_net_change_ml': -29546.107180069223, 'second_year_net_change_ml': -29767.288064742977, 'terminal_non_depleting': False}] | co | terminal_storage_ml >= configured initial_storage_ml after 730 days | 65000 | 50 | 900 | 950 | [{'ai_capacity_mw': 0.0, 'initial_storage_ml': 65000.0, 'terminal_storage_ml': 95087.72050836154, 'terminal_minus_initial_ml': 30087.72050836154, 'terminal_storage_fraction': 1.4628880078209467, 'minimum_storage_ml': 63971.87230832755, 'first_year_net_change_ml': 14960.888286259506, 'second_year_net_change_ml': 15126.832222102035, 'terminal_non_depleting': True}, {'ai_capacity_mw': 50.0, 'initial_storage_ml': 65000.0, 'terminal_storage_ml': 93489.69477750713, 'terminal_minus_initial_ml': 28489.69477750713, 'terminal_storage_fraction': 1.4383029965770329, 'minimum_storage_ml': 63604.8201740751, 'first_year_net_change_ml': 14153.723971148123, 'second_year_net_change_ml': 14335.970806359008, 'terminal_non_depleting': True}, {'ai_capacity_mw': 100.0, 'initial_storage_ml': 65000.0, 'terminal_storage_ml': 91905.80902468122, 'terminal_minus_initial_ml': 26905.80902468122, 'terminal_storage_fraction': 1.4139355234566342, 'minimum_storage_ml': 63222.3312052726, 'first_year_net_change_ml': 13360.699634065328, 'second_year_net_change_ml': 13545.109390615893, 'terminal_non_depleting': True}, {'ai_capacity_mw': 150.0, 'initial_storage_ml': 65000.0, 'terminal_storage_ml': 90321.9232718556, 'terminal_minus_initial_ml': 25321.9232718556, 'terminal_storage_fraction': 1.38956805033624, 'minimum_storage_ml': 62839.84223647016, 'first_year_net_change_ml': 12567.67529698262, 'second_year_net_change_ml': 12754.247974872982, 'terminal_non_depleting': True}, {'ai_capacity_mw': 200.0, 'initial_storage_ml': 65000.0, 'terminal_storage_ml': 88738.03751902972, 'terminal_minus_initial_ml': 23738.03751902972, 'terminal_storage_fraction': 1.3652005772158418, 'minimum_storage_ml': 62457.353267667546, 'first_year_net_change_ml': 11774.65095989975, 'second_year_net_change_ml': 11963.38655912997, 'terminal_non_depleting': True}, {'ai_capacity_mw': 250.0, 'initial_storage_ml': 65000.0, 'terminal_storage_ml': 87154.15176620396, 'terminal_minus_initial_ml': 22154.151766203955, 'terminal_storage_fraction': 1.3408331040954455, 'minimum_storage_ml': 62074.864298865046, 'first_year_net_change_ml': 10981.626622817057, 'second_year_net_change_ml': 11172.525143386898, 'terminal_non_depleting': True}, {'ai_capacity_mw': 300.0, 'initial_storage_ml': 65000.0, 'terminal_storage_ml': 85570.266013378, 'terminal_minus_initial_ml': 20570.266013378, 'terminal_storage_fraction': 1.3164656309750462, 'minimum_storage_ml': 61692.37533006246, 'first_year_net_change_ml': 10188.60228573416, 'second_year_net_change_ml': 10381.663727643841, 'terminal_non_depleting': True}, {'ai_capacity_mw': 350.0, 'initial_storage_ml': 65000.0, 'terminal_storage_ml': 83986.38026055231, 'terminal_minus_initial_ml': 18986.38026055231, 'terminal_storage_fraction': 1.2920981578546509, 'minimum_storage_ml': 61309.886361259974, 'first_year_net_change_ml': 9395.577948651437, 'second_year_net_change_ml': 9590.802311900872, 'terminal_non_depleting': True}, {'ai_capacity_mw': 400.0, 'initial_storage_ml': 65000.0, 'terminal_storage_ml': 82402.49450772624, 'terminal_minus_initial_ml': 17402.49450772624, 'terminal_storage_fraction': 1.2677306847342498, 'minimum_storage_ml': 60927.397392457424, 'first_year_net_change_ml': 8602.553611568554, 'second_year_net_change_ml': 8799.940896157685, 'terminal_non_depleting': True}, {'ai_capacity_mw': 450.0, 'initial_storage_ml': 65000.0, 'terminal_storage_ml': 80818.60875490042, 'terminal_minus_initial_ml': 15818.608754900415, 'terminal_storage_fraction': 1.2433632116138524, 'minimum_storage_ml': 60544.71275679768, 'first_year_net_change_ml': 7809.5292744857725, 'second_year_net_change_ml': 8009.079480414643, 'terminal_non_depleting': True}, {'ai_capacity_mw': 500.0, 'initial_storage_ml': 65000.0, 'terminal_storage_ml': 79234.72300207487, 'terminal_minus_initial_ml': 14234.723002074868, 'terminal_storage_fraction': 1.2189957384934595, 'minimum_storage_ml': 60152.50210970064, 'first_year_net_change_ml': 7016.504937403166, 'second_year_net_change_ml': 7218.218064671702, 'terminal_non_depleting': True}, {'ai_capacity_mw': 550.0, 'initial_storage_ml': 65000.0, 'terminal_storage_ml': 77650.83724924878, 'terminal_minus_initial_ml': 12650.837249248783, 'terminal_storage_fraction': 1.1946282653730582, 'minimum_storage_ml': 59759.75333256376, 'first_year_net_change_ml': 6223.480600320225, 'second_year_net_change_ml': 6427.356648928559, 'terminal_non_depleting': True}, {'ai_capacity_mw': 600.0, 'initial_storage_ml': 65000.0, 'terminal_storage_ml': 76066.95149642295, 'terminal_minus_initial_ml': 11066.951496422946, 'terminal_storage_fraction': 1.1702607922526607, 'minimum_storage_ml': 59349.69101990142, 'first_year_net_change_ml': 5430.456263237458, 'second_year_net_change_ml': 5636.495233185487, 'terminal_non_depleting': True}, {'ai_capacity_mw': 650.0, 'initial_storage_ml': 65000.0, 'terminal_storage_ml': 74483.06574359724, 'terminal_minus_initial_ml': 9483.065743597239, 'terminal_storage_fraction': 1.145893319132265, 'minimum_storage_ml': 58918.2171995356, 'first_year_net_change_ml': 4637.431926154706, 'second_year_net_change_ml': 4845.633817442533, 'terminal_non_depleting': True}, {'ai_capacity_mw': 700.0, 'initial_storage_ml': 65000.0, 'terminal_storage_ml': 72899.17999077131, 'terminal_minus_initial_ml': 7899.179990771314, 'terminal_storage_fraction': 1.1215258460118664, 'minimum_storage_ml': 58486.743379169835, 'first_year_net_change_ml': 3844.4075890719832, 'second_year_net_change_ml': 4054.7724016993307, 'terminal_non_depleting': True}, {'ai_capacity_mw': 750.0, 'initial_storage_ml': 65000.0, 'terminal_storage_ml': 71315.29423794555, 'terminal_minus_initial_ml': 6315.294237945549, 'terminal_storage_fraction': 1.09715837289147, 'minimum_storage_ml': 58055.26955880411, 'first_year_net_change_ml': 3051.383251989202, 'second_year_net_change_ml': 3263.910985956347, 'terminal_non_depleting': True}, {'ai_capacity_mw': 800.0, 'initial_storage_ml': 65000.0, 'terminal_storage_ml': 69731.40848511974, 'terminal_minus_initial_ml': 4731.40848511974, 'terminal_storage_fraction': 1.072790899771073, 'minimum_storage_ml': 57623.795738438355, 'first_year_net_change_ml': 2258.3589149064064, 'second_year_net_change_ml': 2473.049570213334, 'terminal_non_depleting': True}, {'ai_capacity_mw': 850.0, 'initial_storage_ml': 65000.0, 'terminal_storage_ml': 68147.52273229361, 'terminal_minus_initial_ml': 3147.5227322936116, 'terminal_storage_fraction': 1.048423426650671, 'minimum_storage_ml': 57192.321918072514, 'first_year_net_change_ml': 1465.3345778234652, 'second_year_net_change_ml': 1682.1881544701464, 'terminal_non_depleting': True}, {'ai_capacity_mw': 900.0, 'initial_storage_ml': 65000.0, 'terminal_storage_ml': 66563.63697946814, 'terminal_minus_initial_ml': 1563.6369794681377, 'terminal_storage_fraction': 1.0240559535302791, 'minimum_storage_ml': 56760.8480977068, 'first_year_net_change_ml': 672.3102407408296, 'second_year_net_change_ml': 891.3267387273081, 'terminal_non_depleting': True}, {'ai_capacity_mw': 950.0, 'initial_storage_ml': 65000.0, 'terminal_storage_ml': 64979.75122664228, 'terminal_minus_initial_ml': -20.248773357721802, 'terminal_storage_fraction': 0.9996884804098812, 'minimum_storage_ml': 56293.07854297334, 'first_year_net_change_ml': -120.71409634192969, 'second_year_net_change_ml': 100.46532298420789, 'terminal_non_depleting': False}, {'ai_capacity_mw': 1000.0, 'initial_storage_ml': 65000.0, 'terminal_storage_ml': 63395.86547381643, 'terminal_minus_initial_ml': -1604.1345261835668, 'terminal_storage_fraction': 0.9753210072894836, 'minimum_storage_ml': 55040.67067046096, 'first_year_net_change_ml': -913.7384334247254, 'second_year_net_change_ml': -690.3960927588414, 'terminal_non_depleting': False}, {'ai_capacity_mw': 1050.0, 'initial_storage_ml': 65000.0, 'terminal_storage_ml': 61811.97972099056, 'terminal_minus_initial_ml': -3188.020279009441, 'terminal_storage_fraction': 0.9509535341690856, 'minimum_storage_ml': 53787.3328606814, 'first_year_net_change_ml': -1706.7627705075574, 'second_year_net_change_ml': -1481.2575085018834, 'terminal_non_depleting': False}, {'ai_capacity_mw': 1100.0, 'initial_storage_ml': 65000.0, 'terminal_storage_ml': 60228.09396816475, 'terminal_minus_initial_ml': -4771.906031835249, 'terminal_storage_fraction': 0.9265860610486885, 'minimum_storage_ml': 52517.71360780488, 'first_year_net_change_ml': -2499.787107590324, 'second_year_net_change_ml': -2272.1189242449254, 'terminal_non_depleting': False}, {'ai_capacity_mw': 1150.0, 'initial_storage_ml': 65000.0, 'terminal_storage_ml': 58644.20821533893, 'terminal_minus_initial_ml': -6355.791784661073, 'terminal_storage_fraction': 0.9022185879282912, 'minimum_storage_ml': 51243.41177572919, 'first_year_net_change_ml': -3292.811444673098, 'second_year_net_change_ml': -3062.9803399879747, 'terminal_non_depleting': False}, {'ai_capacity_mw': 1200.0, 'initial_storage_ml': 65000.0, 'terminal_storage_ml': 57060.32246251311, 'terminal_minus_initial_ml': -7939.6775374868885, 'terminal_storage_fraction': 0.877851114807894, 'minimum_storage_ml': 49969.10994365351, 'first_year_net_change_ml': -4085.8357817558426, 'second_year_net_change_ml': -3853.841755731046, 'terminal_non_depleting': False}, {'ai_capacity_mw': 1250.0, 'initial_storage_ml': 65000.0, 'terminal_storage_ml': 55476.43670968729, 'terminal_minus_initial_ml': -9523.563290312712, 'terminal_storage_fraction': 0.8534836416874968, 'minimum_storage_ml': 48694.80811157779, 'first_year_net_change_ml': -4878.860118838675, 'second_year_net_change_ml': -4644.703171474037, 'terminal_non_depleting': False}, {'ai_capacity_mw': 1300.0, 'initial_storage_ml': 65000.0, 'terminal_storage_ml': 53892.55095686145, 'terminal_minus_initial_ml': -11107.44904313855, 'terminal_storage_fraction': 0.8291161685670992, 'minimum_storage_ml': 47420.50627950212, 'first_year_net_change_ml': -5671.8844559214485, 'second_year_net_change_ml': -5435.564587217101, 'terminal_non_depleting': False}, {'ai_capacity_mw': 1350.0, 'initial_storage_ml': 65000.0, 'terminal_storage_ml': 52308.66520403582, 'terminal_minus_initial_ml': -12691.334795964183, 'terminal_storage_fraction': 0.8047486954467049, 'minimum_storage_ml': 46146.204447426535, 'first_year_net_change_ml': -6464.908793004113, 'second_year_net_change_ml': -6226.42600296007, 'terminal_non_depleting': False}, {'ai_capacity_mw': 1400.0, 'initial_storage_ml': 65000.0, 'terminal_storage_ml': 50724.77945120991, 'terminal_minus_initial_ml': -14275.220548790086, 'terminal_storage_fraction': 0.7803812223263064, 'minimum_storage_ml': 44871.00041699689, 'first_year_net_change_ml': -7257.9331300869235, 'second_year_net_change_ml': -7017.287418703163, 'terminal_non_depleting': False}, {'ai_capacity_mw': 1450.0, 'initial_storage_ml': 65000.0, 'terminal_storage_ml': 49140.89369838391, 'terminal_minus_initial_ml': -15859.106301616092, 'terminal_storage_fraction': 0.7560137492059062, 'minimum_storage_ml': 43594.38026564927, 'first_year_net_change_ml': -8050.957467169785, 'second_year_net_change_ml': -7808.148834446307, 'terminal_non_depleting': False}, {'ai_capacity_mw': 1500.0, 'initial_storage_ml': 65000.0, 'terminal_storage_ml': 47557.00794555815, 'terminal_minus_initial_ml': -17442.99205444185, 'terminal_storage_fraction': 0.73164627608551, 'minimum_storage_ml': 42317.76011430186, 'first_year_net_change_ml': -8843.981804252566, 'second_year_net_change_ml': -8599.010250189283, 'terminal_non_depleting': False}, {'ai_capacity_mw': 1550.0, 'initial_storage_ml': 65000.0, 'terminal_storage_ml': 45973.12219273237, 'terminal_minus_initial_ml': -19026.87780726763, 'terminal_storage_fraction': 0.7072788029651134, 'minimum_storage_ml': 41041.13996295442, 'first_year_net_change_ml': -9637.006141335318, 'second_year_net_change_ml': -9389.87166593231, 'terminal_non_depleting': False}, {'ai_capacity_mw': 1600.0, 'initial_storage_ml': 65000.0, 'terminal_storage_ml': 44389.23643990649, 'terminal_minus_initial_ml': -20610.76356009351, 'terminal_storage_fraction': 0.6829113298447153, 'minimum_storage_ml': 39764.519811606944, 'first_year_net_change_ml': -10430.030478418106, 'second_year_net_change_ml': -10180.733081675404, 'terminal_non_depleting': False}, {'ai_capacity_mw': 1650.0, 'initial_storage_ml': 65000.0, 'terminal_storage_ml': 42805.35068708067, 'terminal_minus_initial_ml': -22194.649312919333, 'terminal_storage_fraction': 0.6585438567243179, 'minimum_storage_ml': 38487.899660259485, 'first_year_net_change_ml': -11223.054815500902, 'second_year_net_change_ml': -10971.594497418431, 'terminal_non_depleting': False}, {'ai_capacity_mw': 1700.0, 'initial_storage_ml': 65000.0, 'terminal_storage_ml': 41221.46493425485, 'terminal_minus_initial_ml': -23778.53506574515, 'terminal_storage_fraction': 0.6341763836039208, 'minimum_storage_ml': 37211.27950891197, 'first_year_net_change_ml': -12016.079152583705, 'second_year_net_change_ml': -11762.455913161444, 'terminal_non_depleting': False}, {'ai_capacity_mw': 1750.0, 'initial_storage_ml': 65000.0, 'terminal_storage_ml': 39637.57918142905, 'terminal_minus_initial_ml': -25362.42081857095, 'terminal_storage_fraction': 0.6098089104835238, 'minimum_storage_ml': 35934.659357564546, 'first_year_net_change_ml': -12809.103489666406, 'second_year_net_change_ml': -12553.317328904544, 'terminal_non_depleting': False}, {'ai_capacity_mw': 1800.0, 'initial_storage_ml': 65000.0, 'terminal_storage_ml': 38053.693428603125, 'terminal_minus_initial_ml': -26946.306571396875, 'terminal_storage_fraction': 0.585441437363125, 'minimum_storage_ml': 34623.972594206156, 'first_year_net_change_ml': -13602.12782674923, 'second_year_net_change_ml': -13344.178744647645, 'terminal_non_depleting': False}, {'ai_capacity_mw': 1850.0, 'initial_storage_ml': 65000.0, 'terminal_storage_ml': 36469.80767577728, 'terminal_minus_initial_ml': -28530.19232422272, 'terminal_storage_fraction': 0.5610739642427274, 'minimum_storage_ml': 33301.251174154466, 'first_year_net_change_ml': -14395.152163832056, 'second_year_net_change_ml': -14135.040160390665, 'terminal_non_depleting': False}, {'ai_capacity_mw': 1900.0, 'initial_storage_ml': 65000.0, 'terminal_storage_ml': 34885.92192295154, 'terminal_minus_initial_ml': -30114.078077048463, 'terminal_storage_fraction': 0.5367064911223314, 'minimum_storage_ml': 31978.529754102885, 'first_year_net_change_ml': -15188.1765009148, 'second_year_net_change_ml': -14925.901576133663, 'terminal_non_depleting': False}, {'ai_capacity_mw': 1950.0, 'initial_storage_ml': 65000.0, 'terminal_storage_ml': 33302.03617012589, 'terminal_minus_initial_ml': -31697.963829874112, 'terminal_storage_fraction': 0.5123390180019367, 'minimum_storage_ml': 30655.80833405139, 'first_year_net_change_ml': -15981.200837997487, 'second_year_net_change_ml': -15716.762991876625, 'terminal_non_depleting': False}, {'ai_capacity_mw': 2000.0, 'initial_storage_ml': 65000.0, 'terminal_storage_ml': 31718.15041729994, 'terminal_minus_initial_ml': -33281.84958270006, 'terminal_storage_fraction': 0.48797154488153754, 'minimum_storage_ml': 29333.086913999632, 'first_year_net_change_ml': -16774.225175080326, 'second_year_net_change_ml': -16507.624407619733, 'terminal_non_depleting': False}]

## 04_容量扫描_reservoir_multiyear_10y
ha.domain | ha.years | ha.seed | ha.criterion_100pct | ha.criterion_90pct_and_reliability | ha.capacity_step_mw | ha.last_terminal_ge_100pct_mw | ha.last_terminal_ge_90pct_mw | ha.last_joint_gate_mw | ha.first_joint_gate_failure_mw | ha.rows | ha.driver_basis | ha.hydrology_basis | ha.initial_storage_fraction_of_capacity | co.domain | co.years | co.seed | co.criterion_100pct | co.criterion_90pct_and_reliability | co.capacity_step_mw | co.last_terminal_ge_100pct_mw | co.last_terminal_ge_90pct_mw | co.last_joint_gate_mw | co.first_joint_gate_failure_mw | co.rows | co.driver_basis | co.hydrology_basis | co.initial_storage_fraction_of_capacity
ha | 10 | 20260918 | terminal storage >= initial storage | terminal storage >= 90% initial and resident-service reliability >= 99% | 50 | 200 | 250 | 250 | 300 | [{'ai_capacity_mw': 0.0, 'initial_storage_ml': 65000.0, 'terminal_storage_ml': 103642.49138682036, 'terminal_storage_fraction': 1.594499867489544, 'minimum_storage_ml': 57302.631433742834, 'minimum_storage_fraction': 0.8815789451345052, 'resident_demand_ml': 596597.9613000001, 'resident_unmet_demand_ml': 2.0037305148434825e-11, 'resident_reliability_fraction': 1.0, 'system_demand_ml': 911015.2372999999, 'system_unmet_demand_ml': 2.630784479151771e-11, 'system_reliability_fraction': 1.0, 'terminal_ge_100pct': True, 'terminal_ge_90pct': True, 'reliability_ge_99pct': True}, {'ai_capacity_mw': 50.0, 'initial_storage_ml': 65000.0, 'terminal_storage_ml': 95371.7520744656, 'terminal_storage_fraction': 1.4672577242225477, 'minimum_storage_ml': 56838.735724095066, 'minimum_storage_fraction': 0.874442088063001, 'resident_demand_ml': 596597.9613000001, 'resident_unmet_demand_ml': 2.0804691303055733e-11, 'resident_reliability_fraction': 1.0, 'system_demand_ml': 918281.390178682, 'system_unmet_demand_ml': 2.73154832086675e-11, 'system_reliability_fraction': 1.0, 'terminal_ge_100pct': True, 'terminal_ge_90pct': True, 'reliability_ge_99pct': True}, {'ai_capacity_mw': 100.0, 'initial_storage_ml': 65000.0, 'terminal_storage_ml': 87115.15274013928, 'terminal_storage_fraction': 1.340233119079066, 'minimum_storage_ml': 56388.979992476154, 'minimum_storage_fraction': 0.8675227691150178, 'resident_demand_ml': 596597.9613000001, 'resident_unmet_demand_ml': 2.0889956431346945e-11, 'resident_reliability_fraction': 1.0, 'system_demand_ml': 925535.5430573643, 'system_unmet_demand_ml': 2.7853164219493465e-11, 'system_reliability_fraction': 1.0, 'terminal_ge_100pct': True, 'terminal_ge_90pct': True, 'reliability_ge_99pct': True}, {'ai_capacity_mw': 150.0, 'initial_storage_ml': 65000.0, 'terminal_storage_ml': 78858.55340581275, 'terminal_storage_fraction': 1.2132085139355808, 'minimum_storage_ml': 55925.80806405369, 'minimum_storage_fraction': 0.8603970471392874, 'resident_demand_ml': 596597.9613000001, 'resident_unmet_demand_ml': 1.9952040020143613e-11, 'resident_reliability_fraction': 1.0, 'system_demand_ml': 932789.6959360463, 'system_unmet_demand_ml': 2.7133406632628976e-11, 'system_reliability_fraction': 1.0, 'terminal_ge_100pct': True, 'terminal_ge_90pct': True, 'reliability_ge_99pct': True}, {'ai_capacity_mw': 200.0, 'initial_storage_ml': 65000.0, 'terminal_storage_ml': 70601.95407148646, 'terminal_storage_fraction': 1.0861839087920993, 'minimum_storage_ml': 55365.82705262327, 'minimum_storage_fraction': 0.8517819546557427, 'resident_demand_ml': 596597.9613000001, 'resident_unmet_demand_ml': 2.043520908046048e-11, 'resident_reliability_fraction': 1.0, 'system_demand_ml': 940043.8488147284, 'system_unmet_demand_ml': 2.8809177265998187e-11, 'system_reliability_fraction': 1.0, 'terminal_ge_100pct': True, 'terminal_ge_90pct': True, 'reliability_ge_99pct': True}, {'ai_capacity_mw': 250.0, 'initial_storage_ml': 65000.0, 'terminal_storage_ml': 62345.35473716017, 'terminal_storage_fraction': 0.959159303648618, 'minimum_storage_ml': 52634.65173315561, 'minimum_storage_fraction': 0.8097638728177786, 'resident_demand_ml': 596597.9613000001, 'resident_unmet_demand_ml': 1.9241497284383513e-11, 'resident_reliability_fraction': 1.0, 'system_demand_ml': 947298.0016934106, 'system_unmet_demand_ml': 2.7715163497532558e-11, 'system_reliability_fraction': 1.0, 'terminal_ge_100pct': False, 'terminal_ge_90pct': True, 'reliability_ge_99pct': True}, {'ai_capacity_mw': 300.0, 'initial_storage_ml': 65000.0, 'terminal_storage_ml': 54088.755402834104, 'terminal_storage_fraction': 0.8321346985051401, 'minimum_storage_ml': 44733.37468500566, 'minimum_storage_fraction': 0.6882057643847025, 'resident_demand_ml': 596597.9613000001, 'resident_unmet_demand_ml': 2.0662582755903713e-11, 'resident_reliability_fraction': 1.0, 'system_demand_ml': 954552.1545720926, 'system_unmet_demand_ml': 2.979705371330965e-11, 'system_reliability_fraction': 1.0, 'terminal_ge_100pct': False, 'terminal_ge_90pct': False, 'reliability_ge_99pct': True}, {'ai_capacity_mw': 350.0, 'initial_storage_ml': 65000.0, 'terminal_storage_ml': 45832.156068508164, 'terminal_storage_fraction': 0.7051100933616641, 'minimum_storage_ml': 36818.487466381164, 'minimum_storage_fraction': 0.5664382687135564, 'resident_demand_ml': 596597.9613000001, 'resident_unmet_demand_ml': 1.963940121640917e-11, 'resident_reliability_fraction': 1.0, 'system_demand_ml': 961806.3074507748, 'system_unmet_demand_ml': 2.83630896547038e-11, 'system_reliability_fraction': 1.0, 'terminal_ge_100pct': False, 'terminal_ge_90pct': False, 'reliability_ge_99pct': True}, {'ai_capacity_mw': 400.0, 'initial_storage_ml': 65000.0, 'terminal_storage_ml': 37575.55673418158, 'terminal_storage_fraction': 0.5780854882181781, 'minimum_storage_ml': 28903.600247755956, 'minimum_storage_fraction': 0.4446707730423993, 'resident_demand_ml': 596597.9613000001, 'resident_unmet_demand_ml': 1.8616219676914625e-11, 'resident_reliability_fraction': 1.0, 'system_demand_ml': 969060.4603294568, 'system_unmet_demand_ml': 2.6901147975877393e-11, 'system_reliability_fraction': 1.0, 'terminal_ge_100pct': False, 'terminal_ge_90pct': False, 'reliability_ge_99pct': True}, {'ai_capacity_mw': 450.0, 'initial_storage_ml': 65000.0, 'terminal_storage_ml': 29318.957399855375, 'terminal_storage_fraction': 0.4510608830746981, 'minimum_storage_ml': 20980.06900533069, 'minimum_storage_fraction': 0.3227702923897029, 'resident_demand_ml': 596597.9613000001, 'resident_unmet_demand_ml': 1.8133050616597757e-11, 'resident_reliability_fraction': 1.0, 'system_demand_ml': 976314.613208139, 'system_unmet_demand_ml': 2.6273205833149404e-11, 'system_reliability_fraction': 1.0, 'terminal_ge_100pct': False, 'terminal_ge_90pct': False, 'reliability_ge_99pct': True}, {'ai_capacity_mw': 500.0, 'initial_storage_ml': 65000.0, 'terminal_storage_ml': 21062.358065529254, 'terminal_storage_fraction': 0.3240362779312193, 'minimum_storage_ml': 13054.676315989978, 'minimum_storage_fraction': 0.20084117409215352, 'resident_demand_ml': 596597.9613000001, 'resident_unmet_demand_ml': 1.77351466845721e-11, 'resident_reliability_fraction': 1.0, 'system_demand_ml': 983568.7660868211, 'system_unmet_demand_ml': 2.5696778038764023e-11, 'system_reliability_fraction': 1.0, 'terminal_ge_100pct': False, 'terminal_ge_90pct': False, 'reliability_ge_99pct': True}, {'ai_capacity_mw': 550.0, 'initial_storage_ml': 65000.0, 'terminal_storage_ml': 12805.758731203185, 'terminal_storage_fraction': 0.19701167278774132, 'minimum_storage_ml': 5126.746809783397, 'minimum_storage_fraction': 0.07887302784282149, 'resident_demand_ml': 596597.9613000001, 'resident_unmet_demand_ml': 1.679723027336877e-11, 'resident_reliability_fraction': 1.0, 'system_demand_ml': 990822.9189655032, 'system_unmet_demand_ml': 2.432631873716673e-11, 'system_reliability_fraction': 1.0, 'terminal_ge_100pct': False, 'terminal_ge_90pct': False, 'reliability_ge_99pct': True}, {'ai_capacity_mw': 600.0, 'initial_storage_ml': 65000.0, 'terminal_storage_ml': 7349.050187898488, 'terminal_storage_fraction': 0.11306231058305366, 'minimum_storage_ml': 0.0, 'minimum_storage_fraction': 0.0, 'resident_demand_ml': 596597.9613000001, 'resident_unmet_demand_ml': 1271.5779236771293, 'resident_reliability_fraction': 0.9978686183893315, 'system_demand_ml': 998137.5297055079, 'system_unmet_demand_ml': 1969.8979005403494, 'system_reliability_fraction': 0.9980264263772132, 'terminal_ge_100pct': False, 'terminal_ge_90pct': False, 'reliability_ge_99pct': True}, {'ai_capacity_mw': 650.0, 'initial_storage_ml': 65000.0, 'terminal_storage_ml': 7019.936687023468, 'terminal_storage_fraction': 0.1079990259542072, 'minimum_storage_ml': 0.0, 'minimum_storage_fraction': 0.0, 'resident_demand_ml': 596597.9613000001, 'resident_unmet_demand_ml': 6306.81143619276, 'resident_reliability_fraction': 0.9894287076971399, 'system_demand_ml': 1005683.4763857248, 'system_unmet_demand_ml': 9959.75783935791, 'system_reliability_fraction': 0.9900965283081394, 'terminal_ge_100pct': False, 'terminal_ge_90pct': False, 'reliability_ge_99pct': False}, {'ai_capacity_mw': 700.0, 'initial_storage_ml': 65000.0, 'terminal_storage_ml': 6690.806563815345, 'terminal_storage_fraction': 0.10293548559715915, 'minimum_storage_ml': 0.0, 'minimum_storage_fraction': 0.0, 'resident_demand_ml': 596597.9613000001, 'resident_unmet_demand_ml': 11308.401943801016, 'resident_reliability_fraction': 0.9810451884227701, 'system_demand_ml': 1013377.7220423936, 'system_unmet_demand_ml': 18100.697326031546, 'system_reliability_fraction': 0.982138252171608, 'terminal_ge_100pct': False, 'terminal_ge_90pct': False, 'reliability_ge_99pct': False}, {'ai_capacity_mw': 750.0, 'initial_storage_ml': 65000.0, 'terminal_storage_ml': 6361.6599840202725, 'terminal_storage_fraction': 0.09787169206185034, 'minimum_storage_ml': 0.0, 'minimum_storage_fraction': 0.0, 'resident_demand_ml': 596597.9613000001, 'resident_unmet_demand_ml': 16318.81243541803, 'resident_reliability_fraction': 0.9726468853499617, 'system_demand_ml': 1021262.2646770662, 'system_unmet_demand_ml': 26446.94572635434, 'system_reliability_fraction': 0.9741036689192495, 'terminal_ge_100pct': False, 'terminal_ge_90pct': False, 'reliability_ge_99pct': False}, {'ai_capacity_mw': 800.0, 'initial_storage_ml': 65000.0, 'terminal_storage_ml': 6032.497115752857, 'terminal_storage_fraction': 0.09280764793465934, 'minimum_storage_ml': 0.0, 'minimum_storage_fraction': 0.0, 'resident_demand_ml': 596597.9613000001, 'resident_unmet_demand_ml': 21322.937263268257, 'resident_reliability_fraction': 0.9642591181223531, 'system_demand_ml': 1029302.233252391, 'system_unmet_demand_ml': 34939.25621538538, 'system_reliability_fraction': 0.9660553964747708, 'terminal_ge_100pct': False, 'terminal_ge_90pct': False, 'reliability_ge_99pct': False}, {'ai_capacity_mw': 850.0, 'initial_storage_ml': 65000.0, 'terminal_storage_ml': 5703.318129389297, 'terminal_storage_fraction': 0.08774335583675841, 'minimum_storage_ml': 0.0, 'minimum_storage_fraction': 0.0, 'resident_demand_ml': 596597.9613000001, 'resident_unmet_demand_ml': 26390.070177770678, 'resident_reliability_fraction': 0.955765738588402, 'system_demand_ml': 1037636.7170406498, 'system_unmet_demand_ml': 43746.21824334603, 'system_reliability_fraction': 0.9578405259519819, 'terminal_ge_100pct': False, 'terminal_ge_90pct': False, 'reliability_ge_99pct': False}, {'ai_capacity_mw': 900.0, 'initial_storage_ml': 65000.0, 'terminal_storage_ml': 5374.058431978177, 'terminal_storage_fraction': 0.0826778220304335, 'minimum_storage_ml': 0.0, 'minimum_storage_fraction': 0.0, 'resident_demand_ml': 596597.9613000001, 'resident_unmet_demand_ml': 31382.50676874951, 'resident_reliability_fraction': 0.9473975628405328, 'system_demand_ml': 1046130.7558983346, 'system_unmet_demand_ml': 52691.365923404876, 'system_reliability_fraction': 0.9496321414638482, 'terminal_ge_100pct': False, 'terminal_ge_90pct': False, 'reliability_ge_99pct': False}, {'ai_capacity_mw': 950.0, 'initial_storage_ml': 65000.0, 'terminal_storage_ml': 5044.632980558779, 'terminal_storage_fraction': 0.07760973816244277, 'minimum_storage_ml': 0.0, 'minimum_storage_fraction': 0.0, 'resident_demand_ml': 596597.9613000001, 'resident_unmet_demand_ml': 36444.318637610035, 'resident_reliability_fraction': 0.9389131022871801, 'system_demand_ml': 1055041.1770784087, 'system_unmet_demand_ml': 62074.32286692486, 'system_reliability_fraction': 0.9411640756630757, 'terminal_ge_100pct': False, 'terminal_ge_90pct': False, 'reliability_ge_99pct': False}, {'ai_capacity_mw': 1000.0, 'initial_storage_ml': 65000.0, 'terminal_storage_ml': 4715.0666047799805, 'terminal_storage_fraction': 0.07253948622738432, 'minimum_storage_ml': 0.0, 'minimum_storage_fraction': 0.0, 'resident_demand_ml': 596597.9613000001, 'resident_unmet_demand_ml': 41464.36601089209, 'resident_reliability_fraction': 0.9304986461560474, 'system_demand_ml': 1063948.8971550264, 'system_unmet_demand_ml': 71440.29293927744, 'system_reliability_fraction': 0.9328536425665678, 'terminal_ge_100pct': False, 'terminal_ge_90pct': False, 'reliability_ge_99pct': False}, {'ai_capacity_mw': 1050.0, 'initial_storage_ml': 65000.0, 'terminal_storage_ml': 4388.217561282126, 'terminal_storage_fraction': 0.06751103940434039, 'minimum_storage_ml': 0.0, 'minimum_storage_fraction': 0.0, 'resident_demand_ml': 596597.9613000001, 'resident_unmet_demand_ml': 46435.93418365485, 'resident_reliability_fraction': 0.9221654494385634, 'system_demand_ml': 1073198.7463143938, 'system_unmet_demand_ml': 81143.4644814649, 'system_reliability_fraction': 0.9243910181966483, 'terminal_ge_100pct': False, 'terminal_ge_90pct': False, 'reliability_ge_99pct': False}, {'ai_capacity_mw': 1100.0, 'initial_storage_ml': 65000.0, 'terminal_storage_ml': 4066.4716645333656, 'terminal_storage_fraction': 0.06256110253128255, 'minimum_storage_ml': 0.0, 'minimum_storage_fraction': 0.0, 'resident_demand_ml': 596597.9613000001, 'resident_unmet_demand_ml': 51447.04270382477, 'resident_reliability_fraction': 0.9137659763507731, 'system_demand_ml': 1082627.959195694, 'system_unmet_demand_ml': 91044.7953545191, 'system_reliability_fraction': 0.9159038942406789, 'terminal_ge_100pct': False, 'terminal_ge_90pct': False, 'reliability_ge_99pct': False}, {'ai_capacity_mw': 1150.0, 'initial_storage_ml': 65000.0, 'terminal_storage_ml': 3744.6543883288928, 'terminal_storage_fraction': 0.057610067512752196, 'minimum_storage_ml': 0.0, 'minimum_storage_fraction': 0.0, 'resident_demand_ml': 596597.9613000001, 'resident_unmet_demand_ml': 56386.21706751403, 'resident_reliability_fraction': 0.9054870771857026, 'system_demand_ml': 1092058.2152169454, 'system_unmet_demand_ml': 100941.92549931751, 'system_reliability_fraction': 0.9075672669343322, 'terminal_ge_100pct': False, 'terminal_ge_90pct': False, 'reliability_ge_99pct': False}, {'ai_capacity_mw': 1200.0, 'initial_storage_ml': 65000.0, 'terminal_storage_ml': 3422.857215919212, 'terminal_storage_fraction': 0.0526593417833725, 'minimum_storage_ml': 0.0, 'minimum_storage_fraction': 0.0, 'resident_demand_ml': 596597.9613000001, 'resident_unmet_demand_ml': 61148.49988059525, 'resident_reliability_fraction': 0.8975046784481943, 'system_demand_ml': 1101149.8122879684, 'system_unmet_demand_ml': 110463.82389698524, 'system_reliability_fraction': 0.8996832014460743, 'terminal_ge_100pct': False, 'terminal_ge_90pct': False, 'reliability_ge_99pct': False}, {'ai_capacity_mw': 1250.0, 'initial_storage_ml': 65000.0, 'terminal_storage_ml': 3117.4521231004933, 'terminal_storage_fraction': 0.047960801893853745, 'minimum_storage_ml': 0.0, 'minimum_storage_fraction': 0.0, 'resident_demand_ml': 596597.9613000001, 'resident_unmet_demand_ml': 65820.03342833217, 'resident_reliability_fraction': 0.8896743909668936, 'system_demand_ml': 1110277.524440642, 'system_unmet_demand_ml': 120022.59097351285, 'system_reliability_fraction': 0.8918985674018933, 'terminal_ge_100pct': False, 'terminal_ge_90pct': False, 'reliability_ge_99pct': False}, {'ai_capacity_mw': 1300.0, 'initial_storage_ml': 65000.0, 'terminal_storage_ml': 2872.2520130868584, 'terminal_storage_fraction': 0.04418849250902859, 'minimum_storage_ml': 0.0, 'minimum_storage_fraction': 0.0, 'resident_demand_ml': 596597.9613000001, 'resident_unmet_demand_ml': 70427.6647485185, 'resident_reliability_fraction': 0.8819512145246775, 'system_demand_ml': 1119435.4642046897, 'system_unmet_demand_ml': 129656.54241226254, 'system_reliability_fraction': 0.8841768493511344, 'terminal_ge_100pct': False, 'terminal_ge_90pct': False, 'reliability_ge_99pct': False}, {'ai_capacity_mw': 1350.0, 'initial_storage_ml': 65000.0, 'terminal_storage_ml': 2627.9912955667223, 'terminal_storage_fraction': 0.04043063531641111, 'minimum_storage_ml': 0.0, 'minimum_storage_fraction': 0.0, 'resident_demand_ml': 596597.9613000001, 'resident_unmet_demand_ml': 75006.15485046842, 'resident_reliability_fraction': 0.8742768837375368, 'system_demand_ml': 1128543.3756054386, 'system_unmet_demand_ml': 139247.31702442945, 'system_reliability_fraction': 0.87661323433871, 'terminal_ge_100pct': False, 'terminal_ge_90pct': False, 'reliability_ge_99pct': False}, {'ai_capacity_mw': 1400.0, 'initial_storage_ml': 65000.0, 'terminal_storage_ml': 2383.706809431852, 'terminal_storage_fraction': 0.036672412452797724, 'minimum_storage_ml': 0.0, 'minimum_storage_fraction': 0.0, 'resident_demand_ml': 596597.9613000001, 'resident_unmet_demand_ml': 79481.04051695587, 'resident_reliability_fraction': 0.8667762116656166, 'system_demand_ml': 1137511.5142152146, 'system_unmet_demand_ml': 148698.52386624992, 'system_reliability_fraction': 0.8692773462000171, 'terminal_ge_100pct': False, 'terminal_ge_90pct': False, 'reliability_ge_99pct': False}, {'ai_capacity_mw': 1450.0, 'initial_storage_ml': 65000.0, 'terminal_storage_ml': 2139.3479229205354, 'terminal_storage_fraction': 0.03291304496800824, 'minimum_storage_ml': 0.0, 'minimum_storage_fraction': 0.0, 'resident_demand_ml': 596597.9613000001, 'resident_unmet_demand_ml': 83915.19073138355, 'resident_reliability_fraction': 0.85934381916336, 'system_demand_ml': 1146525.630463314, 'system_unmet_demand_ml': 158198.35052832152, 'system_reliability_fraction': 0.8620193510507104, 'terminal_ge_100pct': False, 'terminal_ge_90pct': False, 'reliability_ge_99pct': False}, {'ai_capacity_mw': 1500.0, 'initial_storage_ml': 65000.0, 'terminal_storage_ml': 1896.1257851260198, 'terminal_storage_fraction': 0.029171165925015688, 'minimum_storage_ml': 0.0, 'minimum_storage_fraction': 0.0, 'resident_demand_ml': 596597.9613000001, 'resident_unmet_demand_ml': 88310.4488523419, 'resident_reliability_fraction': 0.8519766164471775, 'system_demand_ml': 1155552.960001904, 'system_unmet_demand_ml': 167719.56473893425, 'system_reliability_fraction': 0.8548577429643226, 'terminal_ge_100pct': False, 'terminal_ge_90pct': False, 'reliability_ge_99pct': False}, {'ai_capacity_mw': 1550.0, 'initial_storage_ml': 65000.0, 'terminal_storage_ml': 1654.4442258270615, 'terminal_storage_fraction': 0.025452988089647098, 'minimum_storage_ml': 0.0, 'minimum_storage_fraction': 0.0, 'resident_demand_ml': 596597.9613000001, 'resident_unmet_demand_ml': 92618.32266045005, 'resident_reliability_fraction': 0.8447558847525515, 'system_demand_ml': 1164397.8359585637, 'system_unmet_demand_ml': 177045.93073060457, 'system_reliability_fraction': 0.8479506528927413, 'terminal_ge_100pct': False, 'terminal_ge_90pct': False, 'reliability_ge_99pct': False}, {'ai_capacity_mw': 1600.0, 'initial_storage_ml': 65000.0, 'terminal_storage_ml': 1412.68639368102, 'terminal_storage_fraction': 0.02173363682586185, 'minimum_storage_ml': 0.0, 'minimum_storage_fraction': 0.0, 'resident_demand_ml': 596597.9613000001, 'resident_unmet_demand_ml': 96869.31275271371, 'resident_reliability_fraction': 0.8376304998735944, 'system_demand_ml': 1173322.4826023905, 'system_unmet_demand_ml': 186469.06610058184, 'system_reliability_fraction': 0.8410760307882283, 'terminal_ge_100pct': False, 'terminal_ge_90pct': False, 'reliability_ge_99pct': False}, {'ai_capacity_mw': 1650.0, 'initial_storage_ml': 65000.0, 'terminal_storage_ml': 1170.8500364064062, 'terminal_storage_fraction': 0.01801307748317548, 'minimum_storage_ml': 0.0, 'minimum_storage_fraction': 0.0, 'resident_demand_ml': 596597.9613000001, 'resident_unmet_demand_ml': 101037.31768921444, 'resident_reliability_fraction': 0.8306442122781448, 'system_demand_ml': 1182187.444814744, 'system_unmet_demand_ml': 195864.49846390926, 'system_reliability_fraction': 0.8343202684794183, 'terminal_ge_100pct': False, 'terminal_ge_90pct': False, 'reliability_ge_99pct': False}, {'ai_capacity_mw': 1700.0, 'initial_storage_ml': 65000.0, 'terminal_storage_ml': 928.9330169994497, 'terminal_storage_fraction': 0.014291277184606918, 'minimum_storage_ml': 0.0, 'minimum_storage_fraction': 0.0, 'resident_demand_ml': 596597.9613000001, 'resident_unmet_demand_ml': 105143.04774342626, 'resident_reliability_fraction': 0.8237623080133945, 'system_demand_ml': 1191009.6908161943, 'system_unmet_demand_ml': 205230.1216790019, 'system_reliability_fraction': 0.8276839195671376, 'terminal_ge_100pct': False, 'terminal_ge_90pct': False, 'reliability_ge_99pct': False}, {'ai_capacity_mw': 1750.0, 'initial_storage_ml': 65000.0, 'terminal_storage_ml': 686.9325818358279, 'terminal_storage_fraction': 0.010568193566705046, 'minimum_storage_ml': 0.0, 'minimum_storage_fraction': 0.0, 'resident_demand_ml': 596597.9613000001, 'resident_unmet_demand_ml': 109153.75313161862, 'resident_reliability_fraction': 0.8170396813060337, 'system_demand_ml': 1199746.4291312185, 'system_unmet_demand_ml': 214513.22103268967, 'system_reliability_fraction': 0.821201200667022, 'terminal_ge_100pct': False, 'terminal_ge_90pct': False, 'reliability_ge_99pct': False}, {'ai_capacity_mw': 1800.0, 'initial_storage_ml': 65000.0, 'terminal_storage_ml': 444.84613159968944, 'terminal_storage_fraction': 0.006843786639995222, 'minimum_storage_ml': 0.0, 'minimum_storage_fraction': 0.0, 'resident_demand_ml': 596597.9613000001, 'resident_unmet_demand_ml': 113129.79123919594, 'resident_reliability_fraction': 0.8103751628773863, 'system_demand_ml': 1208462.3214996886, 'system_unmet_demand_ml': 223786.59878123872, 'system_reliability_fraction': 0.8148170656214403, 'terminal_ge_100pct': False, 'terminal_ge_90pct': False, 'reliability_ge_99pct': False}, {'ai_capacity_mw': 1850.0, 'initial_storage_ml': 65000.0, 'terminal_storage_ml': 202.1962576684868, 'terminal_storage_fraction': 0.0031107116564382583, 'minimum_storage_ml': 0.0, 'minimum_storage_fraction': 0.0, 'resident_demand_ml': 596597.9613000001, 'resident_unmet_demand_ml': 117095.42026345992, 'resident_reliability_fraction': 0.8037280918488114, 'system_demand_ml': 1217146.9253927735, 'system_unmet_demand_ml': 233042.0562527769, 'system_reliability_fraction': 0.8085341618247327, 'terminal_ge_100pct': False, 'terminal_ge_90pct': False, 'reliability_ge_99pct': False}, {'ai_capacity_mw': 1900.0, 'initial_storage_ml': 65000.0, 'terminal_storage_ml': 0.0, 'terminal_storage_fraction': 0.0, 'minimum_storage_ml': 0.0, 'minimum_storage_fraction': 0.0, 'resident_demand_ml': 596597.9613000001, 'resident_unmet_demand_ml': 121043.0323354366, 'resident_reliability_fraction': 0.7971112203070873, 'system_demand_ml': 1225843.8560333517, 'system_unmet_demand_ml': 242357.30008650676, 'system_reliability_fraction': 0.8022934985612777, 'terminal_ge_100pct': False, 'terminal_ge_90pct': False, 'reliability_ge_99pct': False}, {'ai_capacity_mw': 1950.0, 'initial_storage_ml': 65000.0, 'terminal_storage_ml': 0.0, 'terminal_storage_fraction': 0.0, 'minimum_storage_ml': 0.0, 'minimum_storage_fraction': 0.0, 'resident_demand_ml': 596597.9613000001, 'resident_unmet_demand_ml': 125108.4761771906, 'resident_reliability_fraction': 0.7902968426097594, 'system_demand_ml': 1234614.3843589437, 'system_unmet_demand_ml': 251980.82029838735, 'system_reliability_fraction': 0.7959032200736711, 'terminal_ge_100pct': False, 'terminal_ge_90pct': False, 'reliability_ge_99pct': False}, {'ai_capacity_mw': 2000.0, 'initial_storage_ml': 65000.0, 'terminal_storage_ml': 0.0, 'terminal_storage_fraction': 0.0, 'minimum_storage_ml': 0.0, 'minimum_storage_fraction': 0.0, 'resident_demand_ml': 596597.9613000001, 'resident_unmet_demand_ml': 129101.89184797215, 'resident_reliability_fraction': 0.7836031964194844, 'system_demand_ml': 1243381.128199102, 'system_unmet_demand_ml': 261534.781758008, 'system_reliability_fraction': 0.7896583953008747, 'terminal_ge_100pct': False, 'terminal_ge_90pct': False, 'reliability_ge_99pct': False}] | 365-day synthetic years; fixed 365*years daily records, not Gregorian calendar years | single deterministic synthetic sequence generated from build_r2_domains endpoint rules | 0.54167 | co | 10 | 20261019 | terminal storage >= initial storage | terminal storage >= 90% initial and resident-service reliability >= 99% | 50 | 850 | 900 | 900 | 950 | [{'ai_capacity_mw': 0.0, 'initial_storage_ml': 65000.0, 'terminal_storage_ml': 119771.08383846258, 'terminal_storage_fraction': 1.8426320590532705, 'minimum_storage_ml': 63558.999632910774, 'minimum_storage_fraction': 0.9778307635832427, 'resident_demand_ml': 580328.0934000001, 'resident_unmet_demand_ml': 1.836042429204099e-11, 'resident_reliability_fraction': 1.0, 'system_demand_ml': 887355.143, 'system_unmet_demand_ml': 2.391153941516677e-11, 'system_reliability_fraction': 1.0, 'terminal_ge_100pct': True, 'terminal_ge_90pct': True, 'reliability_ge_99pct': True}, {'ai_capacity_mw': 50.0, 'initial_storage_ml': 65000.0, 'terminal_storage_ml': 119769.14642411818, 'terminal_storage_fraction': 1.8426022526787413, 'minimum_storage_ml': 63186.516827824504, 'minimum_storage_fraction': 0.9721002588896077, 'resident_demand_ml': 580328.0934000001, 'resident_unmet_demand_ml': 1.972466634470038e-11, 'resident_reliability_fraction': 1.0, 'system_demand_ml': 894275.9184505059, 'system_unmet_demand_ml': 2.6168622824229715e-11, 'system_reliability_fraction': 1.0, 'terminal_ge_100pct': True, 'terminal_ge_90pct': True, 'reliability_ge_99pct': True}, {'ai_capacity_mw': 100.0, 'initial_storage_ml': 65000.0, 'terminal_storage_ml': 119767.20900977378, 'terminal_storage_fraction': 1.8425724463042121, 'minimum_storage_ml': 62828.17400076681, 'minimum_storage_fraction': 0.9665872923194894, 'resident_demand_ml': 580328.0934000001, 'resident_unmet_demand_ml': 1.9269918993813917e-11, 'resident_reliability_fraction': 1.0, 'system_demand_ml': 901184.6939010121, 'system_unmet_demand_ml': 2.602762450010232e-11, 'system_reliability_fraction': 1.0, 'terminal_ge_100pct': True, 'terminal_ge_90pct': True, 'reliability_ge_99pct': True}, {'ai_capacity_mw': 150.0, 'initial_storage_ml': 65000.0, 'terminal_storage_ml': 119765.27159542938, 'terminal_storage_fraction': 1.8425426399296827, 'minimum_storage_ml': 62469.83117370933, 'minimum_storage_fraction': 0.9610743257493743, 'resident_demand_ml': 580328.0934000001, 'resident_unmet_demand_ml': 1.972466634470038e-11, 'resident_reliability_fraction': 1.0, 'system_demand_ml': 908093.4693515181, 'system_unmet_demand_ml': 2.7362112575701758e-11, 'system_reliability_fraction': 1.0, 'terminal_ge_100pct': True, 'terminal_ge_90pct': True, 'reliability_ge_99pct': True}, {'ai_capacity_mw': 200.0, 'initial_storage_ml': 65000.0, 'terminal_storage_ml': 119763.33418108498, 'terminal_storage_fraction': 1.8425128335551535, 'minimum_storage_ml': 62111.48834665163, 'minimum_storage_fraction': 0.9555613591792559, 'resident_demand_ml': 580328.0934000001, 'resident_unmet_demand_ml': 1.9952040020143613e-11, 'resident_reliability_fraction': 1.0, 'system_demand_ml': 915002.2448020242, 'system_unmet_demand_ml': 2.865707671162454e-11, 'system_reliability_fraction': 1.0, 'terminal_ge_100pct': True, 'terminal_ge_90pct': True, 'reliability_ge_99pct': True}, {'ai_capacity_mw': 250.0, 'initial_storage_ml': 65000.0, 'terminal_storage_ml': 119761.39676674058, 'terminal_storage_fraction': 1.8424830271806243, 'minimum_storage_ml': 61753.14551959395, 'minimum_storage_fraction': 0.9500483926091376, 'resident_demand_ml': 580328.0934000001, 'resident_unmet_demand_ml': 2.100364326906856e-11, 'resident_reliability_fraction': 1.0, 'system_demand_ml': 921911.0202525302, 'system_unmet_demand_ml': 3.034816842273358e-11, 'system_reliability_fraction': 1.0, 'terminal_ge_100pct': True, 'terminal_ge_90pct': True, 'reliability_ge_99pct': True}, {'ai_capacity_mw': 300.0, 'initial_storage_ml': 65000.0, 'terminal_storage_ml': 119759.45935239618, 'terminal_storage_fraction': 1.842453220806095, 'minimum_storage_ml': 61372.89395450937, 'minimum_storage_fraction': 0.9441983685309133, 'resident_demand_ml': 580328.0934000001, 'resident_unmet_demand_ml': 2.1088908397359774e-11, 'resident_reliability_fraction': 1.0, 'system_demand_ml': 928819.7957030362, 'system_unmet_demand_ml': 3.05053760030205e-11, 'system_reliability_fraction': 1.0, 'terminal_ge_100pct': True, 'terminal_ge_90pct': True, 'reliability_ge_99pct': True}, {'ai_capacity_mw': 350.0, 'initial_storage_ml': 65000.0, 'terminal_storage_ml': 119757.52193805178, 'terminal_storage_fraction': 1.8424234144315659, 'minimum_storage_ml': 60988.08097856599, 'minimum_storage_fraction': 0.9382781689010152, 'resident_demand_ml': 580328.0934000001, 'resident_unmet_demand_ml': 2.1174173525650986e-11, 'resident_reliability_fraction': 1.0, 'system_demand_ml': 935728.5711535423, 'system_unmet_demand_ml': 3.084199562408685e-11, 'system_reliability_fraction': 1.0, 'terminal_ge_100pct': True, 'terminal_ge_90pct': True, 'reliability_ge_99pct': True}, {'ai_capacity_mw': 400.0, 'initial_storage_ml': 65000.0, 'terminal_storage_ml': 119755.58452370738, 'terminal_storage_fraction': 1.8423936080570367, 'minimum_storage_ml': 60603.2680026225, 'minimum_storage_fraction': 0.9323579692711154, 'resident_demand_ml': 580328.0934000001, 'resident_unmet_demand_ml': 2.262368070660159e-11, 'resident_reliability_fraction': 1.0, 'system_demand_ml': 942637.3466040483, 'system_unmet_demand_ml': 3.318412211683608e-11, 'system_reliability_fraction': 1.0, 'terminal_ge_100pct': True, 'terminal_ge_90pct': True, 'reliability_ge_99pct': True}, {'ai_capacity_mw': 450.0, 'initial_storage_ml': 65000.0, 'terminal_storage_ml': 119753.64710936298, 'terminal_storage_fraction': 1.8423638016825075, 'minimum_storage_ml': 60212.39329748091, 'minimum_storage_fraction': 0.926344512268937, 'resident_demand_ml': 580328.0934000001, 'resident_unmet_demand_ml': 2.1316282072803006e-11, 'resident_reliability_fraction': 1.0, 'system_demand_ml': 949546.1220545543, 'system_unmet_demand_ml': 3.141487070479343e-11, 'system_reliability_fraction': 1.0, 'terminal_ge_100pct': True, 'terminal_ge_90pct': True, 'reliability_ge_99pct': True}, {'ai_capacity_mw': 500.0, 'initial_storage_ml': 65000.0, 'terminal_storage_ml': 119751.70969501858, 'terminal_storage_fraction': 1.8423339953079783, 'minimum_storage_ml': 59801.84678073726, 'minimum_storage_fraction': 0.9200284120113424, 'resident_demand_ml': 580328.0934000001, 'resident_unmet_demand_ml': 2.1742607714259066e-11, 'resident_reliability_fraction': 1.0, 'system_demand_ml': 956454.8975050604, 'system_unmet_demand_ml': 3.207478727063062e-11, 'system_reliability_fraction': 1.0, 'terminal_ge_100pct': True, 'terminal_ge_90pct': True, 'reliability_ge_99pct': True}, {'ai_capacity_mw': 550.0, 'initial_storage_ml': 65000.0, 'terminal_storage_ml': 119749.77228067418, 'terminal_storage_fraction': 1.8423041889334488, 'minimum_storage_ml': 59390.08955300619, 'minimum_storage_fraction': 0.9136936854308645, 'resident_demand_ml': 580328.0934000001, 'resident_unmet_demand_ml': 2.120259523508139e-11, 'resident_reliability_fraction': 1.0, 'system_demand_ml': 963363.6729555664, 'system_unmet_demand_ml': 3.1311842008108215e-11, 'system_reliability_fraction': 1.0, 'terminal_ge_100pct': True, 'terminal_ge_90pct': True, 'reliability_ge_99pct': True}, {'ai_capacity_mw': 600.0, 'initial_storage_ml': 65000.0, 'terminal_storage_ml': 111864.08324857819, 'terminal_storage_fraction': 1.7209858961319722, 'minimum_storage_ml': 58978.332325275, 'minimum_storage_fraction': 0.9073589588503845, 'resident_demand_ml': 580328.0934000001, 'resident_unmet_demand_ml': 2.120259523508139e-11, 'resident_reliability_fraction': 1.0, 'system_demand_ml': 970272.4484060726, 'system_unmet_demand_ml': 3.133138193334162e-11, 'system_reliability_fraction': 1.0, 'terminal_ge_100pct': True, 'terminal_ge_90pct': True, 'reliability_ge_99pct': True}, {'ai_capacity_mw': 650.0, 'initial_storage_ml': 65000.0, 'terminal_storage_ml': 103947.25988873356, 'terminal_storage_fraction': 1.599188613672824, 'minimum_storage_ml': 58557.68321988707, 'minimum_storage_fraction': 0.9008874341521087, 'resident_demand_ml': 580328.0934000001, 'resident_unmet_demand_ml': 2.2737367544323206e-11, 'resident_reliability_fraction': 1.0, 'system_demand_ml': 977181.2238565786, 'system_unmet_demand_ml': 3.361044775829214e-11, 'system_reliability_fraction': 1.0, 'terminal_ge_100pct': True, 'terminal_ge_90pct': True, 'reliability_ge_99pct': True}, {'ai_capacity_mw': 700.0, 'initial_storage_ml': 65000.0, 'terminal_storage_ml': 96030.43652888939, 'terminal_storage_fraction': 1.4773913312136828, 'minimum_storage_ml': 58113.8558313269, 'minimum_storage_fraction': 0.8940593204819524, 'resident_demand_ml': 580328.0934000001, 'resident_unmet_demand_ml': 2.1032064978498966e-11, 'resident_reliability_fraction': 1.0, 'system_demand_ml': 984089.9993070846, 'system_unmet_demand_ml': 3.1100455544219585e-11, 'system_reliability_fraction': 1.0, 'terminal_ge_100pct': True, 'terminal_ge_90pct': True, 'reliability_ge_99pct': True}, {'ai_capacity_mw': 750.0, 'initial_storage_ml': 65000.0, 'terminal_storage_ml': 88113.61316904497, 'terminal_storage_fraction': 1.355594048754538, 'minimum_storage_ml': 57670.02844276659, 'minimum_storage_fraction': 0.8872312068117937, 'resident_demand_ml': 580328.0934000001, 'resident_unmet_demand_ml': 2.1088908397359774e-11, 'resident_reliability_fraction': 1.0, 'system_demand_ml': 990998.7747575906, 'system_unmet_demand_ml': 3.1448621484742034e-11, 'system_reliability_fraction': 1.0, 'terminal_ge_100pct': True, 'terminal_ge_90pct': True, 'reliability_ge_99pct': True}, {'ai_capacity_mw': 800.0, 'initial_storage_ml': 65000.0, 'terminal_storage_ml': 80196.78980920072, 'terminal_storage_fraction': 1.2337967662953957, 'minimum_storage_ml': 57226.20105420644, 'minimum_storage_fraction': 0.8804030931416376, 'resident_demand_ml': 580328.0934000001, 'resident_unmet_demand_ml': 2.262368070660159e-11, 'resident_reliability_fraction': 1.0, 'system_demand_ml': 997907.5502080966, 'system_unmet_demand_ml': 3.396305459091309e-11, 'system_reliability_fraction': 1.0, 'terminal_ge_100pct': True, 'terminal_ge_90pct': True, 'reliability_ge_99pct': True}, {'ai_capacity_mw': 850.0, 'initial_storage_ml': 65000.0, 'terminal_storage_ml': 72279.96644935702, 'terminal_storage_fraction': 1.1119994838362617, 'minimum_storage_ml': 56777.26605866777, 'minimum_storage_fraction': 0.8734964009025811, 'resident_demand_ml': 580328.0934000001, 'resident_unmet_demand_ml': 2.1373125491663814e-11, 'resident_reliability_fraction': 1.0, 'system_demand_ml': 1004816.3256586026, 'system_unmet_demand_ml': 3.2365221613872563e-11, 'system_reliability_fraction': 1.0, 'terminal_ge_100pct': True, 'terminal_ge_90pct': True, 'reliability_ge_99pct': True}, {'ai_capacity_mw': 900.0, 'initial_storage_ml': 65000.0, 'terminal_storage_ml': 64363.14308951257, 'terminal_storage_fraction': 0.9902022013771165, 'minimum_storage_ml': 53402.964535408144, 'minimum_storage_fraction': 0.8215840697755099, 'resident_demand_ml': 580328.0934000001, 'resident_unmet_demand_ml': 2.2879476091475226e-11, 'resident_reliability_fraction': 1.0, 'system_demand_ml': 1011725.1011091087, 'system_unmet_demand_ml': 3.483968669115711e-11, 'system_reliability_fraction': 1.0, 'terminal_ge_100pct': False, 'terminal_ge_90pct': True, 'reliability_ge_99pct': True}, {'ai_capacity_mw': 950.0, 'initial_storage_ml': 65000.0, 'terminal_storage_ml': 56446.31972966809, 'terminal_storage_fraction': 0.8684049189179706, 'minimum_storage_ml': 47707.62845065131, 'minimum_storage_fraction': 0.7339635146254048, 'resident_demand_ml': 580328.0934000001, 'resident_unmet_demand_ml': 2.2566837287740782e-11, 'resident_reliability_fraction': 1.0, 'system_demand_ml': 1018633.8765596148, 'system_unmet_demand_ml': 3.433608952718714e-11, 'system_reliability_fraction': 1.0, 'terminal_ge_100pct': False, 'terminal_ge_90pct': False, 'reliability_ge_99pct': True}, {'ai_capacity_mw': 1000.0, 'initial_storage_ml': 65000.0, 'terminal_storage_ml': 48529.49636982394, 'terminal_storage_fraction': 0.7466076364588298, 'minimum_storage_ml': 40116.051365419546, 'minimum_storage_fraction': 0.6171700210064546, 'resident_demand_ml': 580328.0934000001, 'resident_unmet_demand_ml': 2.2112089936854318e-11, 'resident_reliability_fraction': 1.0, 'system_demand_ml': 1025542.6520101207, 'system_unmet_demand_ml': 3.363886946772254e-11, 'system_reliability_fraction': 1.0, 'terminal_ge_100pct': False, 'terminal_ge_90pct': False, 'reliability_ge_99pct': True}, {'ai_capacity_mw': 1050.0, 'initial_storage_ml': 65000.0, 'terminal_storage_ml': 40612.67300997955, 'terminal_storage_fraction': 0.6248103539996854, 'minimum_storage_ml': 32524.474280187558, 'minimum_storage_fraction': 0.5003765273875009, 'resident_demand_ml': 580328.0934000001, 'resident_unmet_demand_ml': 2.1998403099132702e-11, 'resident_reliability_fraction': 1.0, 'system_demand_ml': 1032451.4274606268, 'system_unmet_demand_ml': 3.432365502931134e-11, 'system_reliability_fraction': 1.0, 'terminal_ge_100pct': False, 'terminal_ge_90pct': False, 'reliability_ge_99pct': True}, {'ai_capacity_mw': 1100.0, 'initial_storage_ml': 65000.0, 'terminal_storage_ml': 32695.84965013522, 'terminal_storage_fraction': 0.5030130715405419, 'minimum_storage_ml': 24932.897194955607, 'minimum_storage_fraction': 0.3835830337685478, 'resident_demand_ml': 580328.0934000001, 'resident_unmet_demand_ml': 2.1685764295398258e-11, 'resident_reliability_fraction': 1.0, 'system_demand_ml': 1039360.202911133, 'system_unmet_demand_ml': 3.445776997068606e-11, 'system_reliability_fraction': 1.0, 'terminal_ge_100pct': False, 'terminal_ge_90pct': False, 'reliability_ge_99pct': True}, {'ai_capacity_mw': 1150.0, 'initial_storage_ml': 65000.0, 'terminal_storage_ml': 24779.026290291014, 'terminal_storage_fraction': 0.38121578908140025, 'minimum_storage_ml': 17341.320109723794, 'minimum_storage_fraction': 0.2667895401495968, 'resident_demand_ml': 580328.0934000001, 'resident_unmet_demand_ml': 2.1316282072803006e-11, 'resident_reliability_fraction': 1.0, 'system_demand_ml': 1046268.9783616388, 'system_unmet_demand_ml': 3.4283687000424834e-11, 'system_reliability_fraction': 1.0, 'terminal_ge_100pct': False, 'terminal_ge_90pct': False, 'reliability_ge_99pct': True}, {'ai_capacity_mw': 1200.0, 'initial_storage_ml': 65000.0, 'terminal_storage_ml': 16862.202930447074, 'terminal_storage_fraction': 0.2594185066222627, 'minimum_storage_ml': 9749.743024492225, 'minimum_storage_fraction': 0.14999604653064963, 'resident_demand_ml': 580328.0934000001, 'resident_unmet_demand_ml': 2.191313797084149e-11, 'resident_reliability_fraction': 1.0, 'system_demand_ml': 1053177.7538121447, 'system_unmet_demand_ml': 3.568079165461313e-11, 'system_reliability_fraction': 1.0, 'terminal_ge_100pct': False, 'terminal_ge_90pct': False, 'reliability_ge_99pct': True}, {'ai_capacity_mw': 1250.0, 'initial_storage_ml': 65000.0, 'terminal_storage_ml': 8945.379570602638, 'terminal_storage_fraction': 0.1376212241631175, 'minimum_storage_ml': 2158.165939260171, 'minimum_storage_fraction': 0.03320255291169494, 'resident_demand_ml': 580328.0934000001, 'resident_unmet_demand_ml': 2.1373125491663814e-11, 'resident_reliability_fraction': 1.0, 'system_demand_ml': 1060086.5292626508, 'system_unmet_demand_ml': 3.5139890997015755e-11, 'system_reliability_fraction': 1.0, 'terminal_ge_100pct': False, 'terminal_ge_90pct': False, 'reliability_ge_99pct': True}, {'ai_capacity_mw': 1300.0, 'initial_storage_ml': 65000.0, 'terminal_storage_ml': 6450.261394071047, 'terminal_storage_fraction': 0.0992347906780161, 'minimum_storage_ml': 0.0, 'minimum_storage_fraction': 0.0, 'resident_demand_ml': 580328.0934000001, 'resident_unmet_demand_ml': 2845.2795294251305, 'resident_reliability_fraction': 0.9950971190921409, 'system_demand_ml': 1067662.3797384368, 'system_unmet_demand_ml': 5086.221317621026, 'system_reliability_fraction': 0.9952361145113429, 'terminal_ge_100pct': False, 'terminal_ge_90pct': False, 'reliability_ge_99pct': True}, {'ai_capacity_mw': 1350.0, 'initial_storage_ml': 65000.0, 'terminal_storage_ml': 6128.771289276442, 'terminal_storage_fraction': 0.09428878906579141, 'minimum_storage_ml': 0.0, 'minimum_storage_fraction': 0.0, 'resident_demand_ml': 580328.0934000001, 'resident_unmet_demand_ml': 7596.166210537854, 'resident_reliability_fraction': 0.9869105661143617, 'system_demand_ml': 1075874.1153485612, 'system_unmet_demand_ml': 13711.719023624764, 'system_reliability_fraction': 0.987255275660961, 'terminal_ge_100pct': False, 'terminal_ge_90pct': False, 'reliability_ge_99pct': False}, {'ai_capacity_mw': 1400.0, 'initial_storage_ml': 65000.0, 'terminal_storage_ml': 5821.0907814738575, 'terminal_storage_fraction': 0.0895552427919055, 'minimum_storage_ml': 0.0, 'minimum_storage_fraction': 0.0, 'resident_demand_ml': 580328.0934000001, 'resident_unmet_demand_ml': 12357.310796957281, 'resident_reliability_fraction': 0.9787063370919047, 'system_demand_ml': 1084311.055288644, 'system_unmet_demand_ml': 22578.405375936716, 'system_reliability_fraction': 0.9791771878873573, 'terminal_ge_100pct': False, 'terminal_ge_90pct': False, 'reliability_ge_99pct': False}, {'ai_capacity_mw': 1450.0, 'initial_storage_ml': 65000.0, 'terminal_storage_ml': 5529.128028798953, 'terminal_storage_fraction': 0.0850635081353685, 'minimum_storage_ml': 0.0, 'minimum_storage_fraction': 0.0, 'resident_demand_ml': 580328.0934000001, 'resident_unmet_demand_ml': 17126.919060198325, 'resident_reliability_fraction': 0.970487523773223, 'system_demand_ml': 1092883.0275019251, 'system_unmet_demand_ml': 31598.121029863287, 'system_reliability_fraction': 0.9710873714435028, 'terminal_ge_100pct': False, 'terminal_ge_90pct': False, 'reliability_ge_99pct': False}, {'ai_capacity_mw': 1500.0, 'initial_storage_ml': 65000.0, 'terminal_storage_ml': 5237.787900415408, 'terminal_storage_fraction': 0.0805813523140832, 'minimum_storage_ml': 0.0, 'minimum_storage_fraction': 0.0, 'resident_demand_ml': 580328.0934000001, 'resident_unmet_demand_ml': 21872.849476893905, 'resident_reliability_fraction': 0.9623095112477732, 'system_demand_ml': 1101692.4640722917, 'system_unmet_demand_ml': 40852.96473550194, 'system_reliability_fraction': 0.9629179956587038, 'terminal_ge_100pct': False, 'terminal_ge_90pct': False, 'reliability_ge_99pct': False}, {'ai_capacity_mw': 1550.0, 'initial_storage_ml': 65000.0, 'terminal_storage_ml': 4946.372403938093, 'terminal_storage_fraction': 0.07609803698366298, 'minimum_storage_ml': 0.0, 'minimum_storage_fraction': 0.0, 'resident_demand_ml': 580328.0934000001, 'resident_unmet_demand_ml': 26552.13046258407, 'resident_reliability_fraction': 0.9542463465674708, 'system_demand_ml': 1110465.251724977, 'system_unmet_demand_ml': 50058.45497186234, 'system_reliability_fraction': 0.9549211874085187, 'terminal_ge_100pct': False, 'terminal_ge_90pct': False, 'reliability_ge_99pct': False}, {'ai_capacity_mw': 1600.0, 'initial_storage_ml': 65000.0, 'terminal_storage_ml': 4654.981392854544, 'terminal_storage_fraction': 0.07161509835160837, 'minimum_storage_ml': 0.0, 'minimum_storage_fraction': 0.0, 'resident_demand_ml': 580328.0934000001, 'resident_unmet_demand_ml': 31119.515942091304, 'resident_reliability_fraction': 0.9463759961028775, 'system_demand_ml': 1119324.5135813344, 'system_unmet_demand_ml': 59335.37819247854, 'system_reliability_fraction': 0.9469900127509653, 'terminal_ge_100pct': False, 'terminal_ge_90pct': False, 'reliability_ge_99pct': False}, {'ai_capacity_mw': 1650.0, 'initial_storage_ml': 65000.0, 'terminal_storage_ml': 4365.184305491919, 'terminal_storage_fraction': 0.0671566816229526, 'minimum_storage_ml': 0.0, 'minimum_storage_fraction': 0.0, 'resident_demand_ml': 580328.0934000001, 'resident_unmet_demand_ml': 35709.91917690145, 'resident_reliability_fraction': 0.9384659822899736, 'system_demand_ml': 1128124.2235826673, 'system_unmet_demand_ml': 68565.96094075138, 'system_reliability_fraction': 0.9392212670312128, 'terminal_ge_100pct': False, 'terminal_ge_90pct': False, 'reliability_ge_99pct': False}, {'ai_capacity_mw': 1700.0, 'initial_storage_ml': 65000.0, 'terminal_storage_ml': 4075.1651742890226, 'terminal_storage_fraction': 0.06269484883521573, 'minimum_storage_ml': 0.0, 'minimum_storage_fraction': 0.0, 'resident_demand_ml': 580328.0934000001, 'resident_unmet_demand_ml': 40180.61175128938, 'resident_reliability_fraction': 0.9307622494787715, 'system_demand_ml': 1136875.1011270664, 'system_unmet_demand_ml': 77719.70460497138, 'system_reliability_fraction': 0.9316374291882, 'terminal_ge_100pct': False, 'terminal_ge_90pct': False, 'reliability_ge_99pct': False}, {'ai_capacity_mw': 1750.0, 'initial_storage_ml': 65000.0, 'terminal_storage_ml': 3803.858243568691, 'terminal_storage_fraction': 0.05852089605490293, 'minimum_storage_ml': 0.0, 'minimum_storage_fraction': 0.0, 'resident_demand_ml': 580328.0934000001, 'resident_unmet_demand_ml': 44548.873174550776, 'resident_reliability_fraction': 0.9232350222551697, 'system_demand_ml': 1145696.2139462098, 'system_unmet_demand_ml': 86950.43221138712, 'system_reliability_fraction': 0.9241069044717386, 'terminal_ge_100pct': False, 'terminal_ge_90pct': False, 'reliability_ge_99pct': False}, {'ai_capacity_mw': 1800.0, 'initial_storage_ml': 65000.0, 'terminal_storage_ml': 3542.7194429288406, 'terminal_storage_fraction': 0.05450337604505909, 'minimum_storage_ml': 0.0, 'minimum_storage_fraction': 0.0, 'resident_demand_ml': 580328.0934000001, 'resident_unmet_demand_ml': 48899.24735332052, 'resident_reliability_fraction': 0.9157386176725792, 'system_demand_ml': 1154467.1905463063, 'system_unmet_demand_ml': 96152.2106169888, 'system_reliability_fraction': 0.9167129118918584, 'terminal_ge_100pct': False, 'terminal_ge_90pct': False, 'reliability_ge_99pct': False}, {'ai_capacity_mw': 1850.0, 'initial_storage_ml': 65000.0, 'terminal_storage_ml': 3290.7272391104398, 'terminal_storage_fraction': 0.05062657290939138, 'minimum_storage_ml': 0.0, 'minimum_storage_fraction': 0.0, 'resident_demand_ml': 580328.0934000001, 'resident_unmet_demand_ml': 53205.12004532482, 'resident_reliability_fraction': 0.9083188964132185, 'system_demand_ml': 1163191.6963703325, 'system_unmet_demand_ml': 105316.74184944817, 'system_reliability_fraction': 0.9094588259372187, 'terminal_ge_100pct': False, 'terminal_ge_90pct': False, 'reliability_ge_99pct': False}, {'ai_capacity_mw': 1900.0, 'initial_storage_ml': 65000.0, 'terminal_storage_ml': 3039.177790030084, 'terminal_storage_fraction': 0.04675658138507822, 'minimum_storage_ml': 0.0, 'minimum_storage_fraction': 0.0, 'resident_demand_ml': 580328.0934000001, 'resident_unmet_demand_ml': 57528.55175476815, 'resident_reliability_fraction': 0.9008689181016165, 'system_demand_ml': 1171935.9645171836, 'system_unmet_demand_ml': 114513.72498174073, 'system_reliability_fraction': 0.9022867046930176, 'terminal_ge_100pct': False, 'terminal_ge_90pct': False, 'reliability_ge_99pct': False}, {'ai_capacity_mw': 1950.0, 'initial_storage_ml': 65000.0, 'terminal_storage_ml': 2787.608927062116, 'terminal_storage_fraction': 0.04288629118557102, 'minimum_storage_ml': 0.0, 'minimum_storage_fraction': 0.0, 'resident_demand_ml': 580328.0934000001, 'resident_unmet_demand_ml': 61735.56262477235, 'resident_reliability_fraction': 0.8936195518933456, 'system_demand_ml': 1180750.4712356208, 'system_unmet_demand_ml': 123770.44780738998, 'system_reliability_fraction': 0.895176456988522, 'terminal_ge_100pct': False, 'terminal_ge_90pct': False, 'reliability_ge_99pct': False}, {'ai_capacity_mw': 2000.0, 'initial_storage_ml': 65000.0, 'terminal_storage_ml': 2535.9340553374404, 'terminal_storage_fraction': 0.03901437008211447, 'minimum_storage_ml': 0.0, 'minimum_storage_fraction': 0.0, 'resident_demand_ml': 580328.0934000001, 'resident_unmet_demand_ml': 65813.8728166106, 'resident_reliability_fraction': 0.8865919579542958, 'system_demand_ml': 1189422.128581923, 'system_unmet_demand_ml': 132879.31436073553, 'system_reliability_fraction': 0.8882824598873408, 'terminal_ge_100pct': False, 'terminal_ge_90pct': False, 'reliability_ge_99pct': False}] | 365-day synthetic years; fixed 365*years daily records, not Gregorian calendar years | single deterministic synthetic sequence generated from build_r2_domains endpoint rules | 0.54167

## 05_干预与边际_ha_intervention_margin
intervention | maximum_safe_ai_capacity_mw | first_failed_capacity_mw | limiting_constraint | capacity_gain_mw
baseline | 1100 | 1200 | max_source_abstraction_ratio | 0
wtw_plus_10pct | 1100 | 1200 | max_source_abstraction_ratio | 0
wtw_plus_20pct | 1100 | 1200 | max_source_abstraction_ratio | 0
reuse_plus_50pct | 1100 | 1200 | max_source_abstraction_ratio | 0
reuse_plus_100pct | 1100 | 1200 | max_source_abstraction_ratio | 0
wwtw_plus_20pct | 1100 | 1200 | max_source_abstraction_ratio | 0
local_connection_plus_50pct | 1100 | 1200 | max_source_abstraction_ratio | 0
grid_plus_50pct | 1100 | 1200 | max_source_abstraction_ratio | 0
leakage_minus_30pct | 1300 | 1400 | reclaimed_water_substitution_ratio | 200
combined_upgrade | 1300 | 1400 | reclaimed_water_substitution_ratio | 200

## 05_干预与边际_co_intervention_margin
intervention | maximum_safe_ai_capacity_mw | first_failed_capacity_mw | limiting_constraint | capacity_gain_mw
baseline | 1400 | 1500 | max_daily_average_grid_connection_ratio | 0
wtw_plus_10pct | 1400 | 1500 | max_daily_average_grid_connection_ratio | 0
wtw_plus_20pct | 1400 | 1500 | max_daily_average_grid_connection_ratio | 0
reuse_plus_50pct | 1400 | 1500 | max_daily_average_grid_connection_ratio | 0
reuse_plus_100pct | 1400 | 1500 | max_daily_average_grid_connection_ratio | 0
wwtw_plus_20pct | 1400 | 1500 | max_daily_average_grid_connection_ratio | 0
local_connection_plus_50pct | 1400 | 1500 | max_daily_average_grid_connection_ratio | 0
grid_plus_50pct | 1500 | 1600 | max_local_connection_ratio | 100
leakage_minus_30pct | 1400 | 1500 | max_daily_average_grid_connection_ratio | 0
combined_upgrade | 1400 | 1500 | max_daily_average_grid_connection_ratio | 0

## 05_干预与边际_ha_reuse_marginal_curv
reuse_treatment_capacity_ml_day | cawcc_mw | limiting_constraint | marginal_gain_mw_per_ml_day
40 | 1100 | max_source_abstraction_ratio
45 | 1100 | max_source_abstraction_ratio | 0
60 | 1100 | max_source_abstraction_ratio | 0
75 | 1100 | max_source_abstraction_ratio | 0
90 | 1100 | max_source_abstraction_ratio | 0
120 | 1100 | max_source_abstraction_ratio | 0
160 | 1100 | max_source_abstraction_ratio | 0

## 05_干预与边际_co_reuse_marginal_curv
reuse_treatment_capacity_ml_day | cawcc_mw | limiting_constraint | marginal_gain_mw_per_ml_day
36 | 1400 | max_daily_average_grid_connection_ratio
45 | 1400 | max_daily_average_grid_connection_ratio | 0
60 | 1400 | max_daily_average_grid_connection_ratio | 0
75 | 1400 | max_daily_average_grid_connection_ratio | 0
90 | 1400 | max_daily_average_grid_connection_ratio | 0
120 | 1400 | max_daily_average_grid_connection_ratio | 0
160 | 1400 | max_daily_average_grid_connection_ratio | 0

## 05_干预与边际_ha_reuse_production_ma
central_reuse_fraction | estimated_production_ml_day | reuse_treatment_capacity_ml_day | cawcc_mw | limiting_constraint | marginal_gain_mw_per_ml_day
0.16 | 32.2246 | 40.3 | 1100 | max_source_abstraction_ratio
0.25 | 50.3509 | 62.9 | 1400 | max_daily_average_grid_connection_ratio | 16.5505
0.35 | 70.4913 | 88.1 | 1400 | max_daily_average_grid_connection_ratio | 0
0.45 | 90.6316 | 113.3 | 1400 | max_daily_average_grid_connection_ratio | 0
0.6 | 120.8422 | 151.1 | 1400 | max_daily_average_grid_connection_ratio | 0

## 05_干预与边际_co_reuse_production_ma
central_reuse_fraction | estimated_production_ml_day | reuse_treatment_capacity_ml_day | cawcc_mw | limiting_constraint | marginal_gain_mw_per_ml_day
0.15 | 29.5793 | 37 | 1400 | max_daily_average_grid_connection_ratio
0.25 | 49.2989 | 61.6 | 1400 | max_daily_average_grid_connection_ratio | 0
0.35 | 69.0184 | 86.3 | 1400 | max_daily_average_grid_connection_ratio | 0
0.45 | 88.738 | 110.9 | 1400 | max_daily_average_grid_connection_ratio | 0
0.6 | 118.3173 | 147.9 | 1400 | max_daily_average_grid_connection_ratio | 0

## 05_干预与边际_intervention_cost_bene
域 | 域标签 | 干预 | CAWCC增益_MW | 干预后CAWCC_MW | 限制约束 | 投资下限_万元 | 投资上限_万元 | 投资中值_万元 | 单位成本_万元每MW | 居民未满足量增量_ML | 工程量说明 | Pareto有效 | 零增益但仍有投资
ha | D-HA 缺水—高冷负荷端 | baseline | 0 | 1100 | max_wtw_utilization | 0 | 0 | 0 |  | 0 |  | 是 | 否
ha | D-HA 缺水—高冷负荷端 | wtw_plus_10pct | 0 | 1100 | max_source_abstraction_ratio | 8029 | 10045.5 | 9037.2 |  | 0 | 给水能力 +37 ML/d | 否 | 是
ha | D-HA 缺水—高冷负荷端 | wtw_plus_20pct | 0 | 1100 | max_source_abstraction_ratio | 16058 | 20091 | 18074.5 |  | 0 | 给水能力 +74 ML/d | 否 | 是
ha | D-HA 缺水—高冷负荷端 | reuse_plus_50pct | 0 | 1100 | max_wtw_utilization | 10000 | 14000 | 12000 |  | 0 | 再生水处理能力 +20 ML/d | 否 | 是
ha | D-HA 缺水—高冷负荷端 | reuse_plus_100pct | 0 | 1100 | max_wtw_utilization | 20000 | 28000 | 24000 |  | 0 | 再生水处理能力 +40 ML/d | 否 | 是
ha | D-HA 缺水—高冷负荷端 | wwtw_plus_20pct | 0 | 1100 | max_wtw_utilization | 8802 | 11718 | 10260 |  | 0 | 污水处理 +54 ML/d | 否 | 是
ha | D-HA 缺水—高冷负荷端 | local_connection_plus_50pct | 0 | 1100 | max_wtw_utilization |  |  |  |  | 0 | 本地接水连接：造价指标缺失 | 不适用（无投资额或未评估） | 否
ha | D-HA 缺水—高冷负荷端 | grid_plus_50pct | 0 | 1100 | max_wtw_utilization | 29131.6 | 60710.5 | 44921.1 |  | 0 | 接网容量 +750 MW | 否 | 是
ha | D-HA 缺水—高冷负荷端 | leakage_minus_30pct | 200 | 1300 | reclaimed_water_substitution_ratio | 1935.6 | 3597.7 | 2766.6 | 13.83 | 0 | 年节水 3598 ML/a | 是 | 否
ha | D-HA 缺水—高冷负荷端 | combined_upgrade | 200 | 1300 | reclaimed_water_substitution_ratio | 19964.6 | 27643.2 | 23803.9 | 119.02 | 0 | 给水能力 +37 ML/d; 再生水处理能力 +20 ML/d; 年节水 3598 ML/a | 否 | 否
co | D-CO 气候凉爽端 | baseline | 0 | 1400 | max_daily_average_grid_connection_ratio | 0 | 0 | 0 |  | 0 |  | 是 | 否
co | D-CO 气候凉爽端 | wtw_plus_10pct | 0 | 1400 | max_daily_average_grid_connection_ratio | 8246 | 10317 | 9281.5 |  | 0 | 给水能力 +38 ML/d | 否 | 是
co | D-CO 气候凉爽端 | wtw_plus_20pct | 0 | 1400 | max_daily_average_grid_connection_ratio | 16492 | 20634 | 18563 |  | 0 | 给水能力 +76 ML/d | 否 | 是
co | D-CO 气候凉爽端 | reuse_plus_50pct | 0 | 1400 | max_daily_average_grid_connection_ratio | 9000 | 12600 | 10800 |  | 0 | 再生水处理能力 +18 ML/d | 否 | 是
co | D-CO 气候凉爽端 | reuse_plus_100pct | 0 | 1400 | max_daily_average_grid_connection_ratio | 18000 | 25200 | 21600 |  | 0 | 再生水处理能力 +36 ML/d | 否 | 是
co | D-CO 气候凉爽端 | wwtw_plus_20pct | 0 | 1400 | max_daily_average_grid_connection_ratio | 8802 | 11718 | 10260 |  | 0 | 污水处理 +54 ML/d | 否 | 是
co | D-CO 气候凉爽端 | local_connection_plus_50pct | 0 | 1400 | max_daily_average_grid_connection_ratio |  |  |  |  | 0 | 本地接水连接：造价指标缺失 | 不适用（无投资额或未评估） | 否
co | D-CO 气候凉爽端 | grid_plus_50pct | 100 | 1500 | max_wtw_utilization | 29131.6 | 60710.5 | 44921.1 | 449.21 | 0 | 接网容量 +750 MW | 是 | 否
co | D-CO 气候凉爽端 | leakage_minus_30pct | 0 | 1400 | max_daily_average_grid_connection_ratio | 1902.1 | 3535.5 | 2718.8 |  | 0 | 年节水 3535 ML/a | 否 | 是
co | D-CO 气候凉爽端 | combined_upgrade | 0 | 1400 | max_daily_average_grid_connection_ratio | 19148.1 | 26452.5 | 22800.3 |  | 0 | 给水能力 +38 ML/d; 再生水处理能力 +18 ML/d; 年节水 3535 ML/a | 否 | 是

## 05_干预与边际_pareto_front
域 | 域标签 | 干预 | CAWCC增益_MW | 干预后CAWCC_MW | 限制约束 | 投资下限_万元 | 投资上限_万元 | 投资中值_万元 | 单位成本_万元每MW | 居民未满足量增量_ML | 工程量说明 | Pareto有效
co | D-CO 气候凉爽端 | baseline | 0 | 1400 | max_daily_average_grid_connection_ratio | 0 | 0 | 0 |  | 0 |  | TRUE
co | D-CO 气候凉爽端 | wtw_plus_10pct | 0 | 1400 | max_daily_average_grid_connection_ratio | 8246 | 10317 | 9281.5 |  | 0 | 给水能力 +38 ML/d | FALSE
co | D-CO 气候凉爽端 | wtw_plus_20pct | 0 | 1400 | max_daily_average_grid_connection_ratio | 16492 | 20634 | 18563 |  | 0 | 给水能力 +76 ML/d | FALSE
co | D-CO 气候凉爽端 | reuse_plus_50pct | 0 | 1400 | max_daily_average_grid_connection_ratio | 9000 | 12600 | 10800 |  | 0 | 再生水处理能力 +18 ML/d | FALSE
co | D-CO 气候凉爽端 | reuse_plus_100pct | 0 | 1400 | max_daily_average_grid_connection_ratio | 18000 | 25200 | 21600 |  | 0 | 再生水处理能力 +36 ML/d | FALSE
co | D-CO 气候凉爽端 | wwtw_plus_20pct | 0 | 1400 | max_daily_average_grid_connection_ratio | 8802 | 11718 | 10260 |  | 0 | 污水处理 +54 ML/d | FALSE
co | D-CO 气候凉爽端 | grid_plus_50pct | 100 | 1500 | max_wtw_utilization | 29131.6 | 60710.5 | 44921.1 | 449.21 | 0 | 接网容量 +750 MW | TRUE
co | D-CO 气候凉爽端 | leakage_minus_30pct | 0 | 1400 | max_daily_average_grid_connection_ratio | 1902.1 | 3535.5 | 2718.8 |  | 0 | 年节水 3535 ML/a | FALSE
co | D-CO 气候凉爽端 | combined_upgrade | 0 | 1400 | max_daily_average_grid_connection_ratio | 19148.1 | 26452.5 | 22800.3 |  | 0 | 给水能力 +38 ML/d; 再生水处理能力 +18 ML/d; 年节水 3535 ML/a | FALSE
ha | D-HA 缺水—高冷负荷端 | baseline | 0 | 1100 | max_wtw_utilization | 0 | 0 | 0 |  | 0 |  | TRUE
ha | D-HA 缺水—高冷负荷端 | wtw_plus_10pct | 0 | 1100 | max_source_abstraction_ratio | 8029 | 10045.5 | 9037.2 |  | 0 | 给水能力 +37 ML/d | FALSE
ha | D-HA 缺水—高冷负荷端 | wtw_plus_20pct | 0 | 1100 | max_source_abstraction_ratio | 16058 | 20091 | 18074.5 |  | 0 | 给水能力 +74 ML/d | FALSE
ha | D-HA 缺水—高冷负荷端 | reuse_plus_50pct | 0 | 1100 | max_wtw_utilization | 10000 | 14000 | 12000 |  | 0 | 再生水处理能力 +20 ML/d | FALSE
ha | D-HA 缺水—高冷负荷端 | reuse_plus_100pct | 0 | 1100 | max_wtw_utilization | 20000 | 28000 | 24000 |  | 0 | 再生水处理能力 +40 ML/d | FALSE
ha | D-HA 缺水—高冷负荷端 | wwtw_plus_20pct | 0 | 1100 | max_wtw_utilization | 8802 | 11718 | 10260 |  | 0 | 污水处理 +54 ML/d | FALSE
ha | D-HA 缺水—高冷负荷端 | grid_plus_50pct | 0 | 1100 | max_wtw_utilization | 29131.6 | 60710.5 | 44921.1 |  | 0 | 接网容量 +750 MW | FALSE
ha | D-HA 缺水—高冷负荷端 | leakage_minus_30pct | 200 | 1300 | reclaimed_water_substitution_ratio | 1935.6 | 3597.7 | 2766.6 | 13.83 | 0 | 年节水 3598 ML/a | TRUE
ha | D-HA 缺水—高冷负荷端 | combined_upgrade | 200 | 1300 | reclaimed_water_substitution_ratio | 19964.6 | 27643.2 | 23803.9 | 119.02 | 0 | 给水能力 +37 ML/d; 再生水处理能力 +20 ML/d; 年节水 3598 ML/a | FALSE

## 05_干预与边际_cost_parameters
参数 | 取值低 | 取值高 | 单位 | 适用干预 | 来源 | 来源性质 | 口径与风险备注
给水厂扩容增量单位投资 | 2170 | 2715 | 元/(m³·d⁻¹) | wtw_plus_* | 《污水厂、给水厂及垃圾处理设施造价参考指标》(询价库造价咨询，2025-07，重庆)：给水厂每增加 10000 m³/d 投资 2170–2715 万元 | GREY
污水处理厂扩容增量单位投资 | 1630 | 2170 | 元/(m³·d⁻¹) | wwtw_plus_* | 同上：普通污水处理厂每增加 10000 m³/d 投资 1630–2170 万元 | GREY
中水回用单位投资 | 5000 | 7000 | 元/(m³·d⁻¹) | reuse_plus_* | 同上：中水回用 5000–7000 元/(m³/d) | GREY
饮用水处理设施单位投资 | 2000 | 3500 | 元/(m³·d⁻¹) | （交叉校验用） | 《水厂类项目单位造价参考体系》(询价无忧网，2023 价格水平)：饮用水处理 2000–3500 元/m³ | GREY
常规污水处理单位投资 | 2500 | 4500 | 元/(m³·d⁻¹) | （交叉校验用） | 同上：日处理 <10 万 m³ 常规污水处理 2500–4500 元/m³ | GREY
110kV 变电站单位造价（静态控制线） | 625 | 625 | 元/kVA | grid_plus_* | 《35–500 千伏输变电工程造价控制线(2022年)》南方电网办基建〔2022〕28号：110kV 新建 1×63MVA GIS 静态 625 元/kVA | OFFICIAL
数据中心专用 110kV 变电站单位投资（案例区间） | 369 | 769 | 元/kVA | grid_plus_* | 中国移动呼和浩特数据中心第二 110kV 站 4×63MVA 总投资 9287 万元(呼和浩特市发改委核准批复 2025-07-30，约 369 元/kVA)；兴业银行贵安数据中心 2×63MVA EPC 中标 9692.78 万元(贵州公共资源交易 2025-06-30，约 769 元/kVA) | CASE
漏损治理单位节水投资 | 5.38 | 10 | 元/(m³·a⁻¹) | leakage_minus_* | 案例一：某老城区 DMA+压力调控+声学定位，投资 860 万元、年节水 86 万 m³ → 10.0 元/(m³·a)；案例二：南方某地市新区 135 个 DMA、7800 万元、年节水 1450 万 m³ → 5.38 元/(m³·a) | CASE
【官方锚点】净水工程单位水量投资估算指标 | 210 | 278 | 元/(m³·d⁻¹) | （交叉校验用，不可直接采用） | 《城市给水工程项目建设标准》建标 120-2009 表 7：建设规模 5–10 万m³/d 取 278–240，10–30 取 240–210，30–50 取 210–150 元/(m³·d)（规模越大取下限） | OFFICIAL | ① 表注明确说明按**北京市 1990 年价格**折算，**不能直接与当期造价比较**，须用建安工程价格指数折算；② 指标为**新建**工程，不含场地准备、征地拆迁、电贴费；③ 不含取水工程（表 6，57–90）与配水厂（表 8，55–95）。三项合计约 322–463 元/(m³·d)（1990 价）。本文的 2170–2715 元/(m³·d) 是**当期价的扩容增量**，与本锚点**口径与价格基准年都不同**，只作量级参照。
【官方锚点】污水厂投资估算控制指标（一级A 新建） | 1865 | 3825 | 元/(m³·d⁻¹) | （交叉校验用） | 《城市污水处理工程项目建设标准》建标 198-2022 表 5：新建一级A 常规污泥处理，I类 2175–1865、II类 2460–2175、III类 2810–2460、IV类 3825–2810 元/(m³·d)；准IV类水体提标：I类 1120–980、II类 1285–1120、III类 1530–1285、IV类 1965–1530 | OFFICIAL | 表注明确：**按武汉市 2016 年 12 月人工/材料/机械预算价格计算**，使用前须按当时当地价格调整；指标**不含征地拆迁、青苗与破路赔偿**，且厂站主要设备按国产考虑。本文污水厂扩容增量取 1630–2170 元/(m³·d)，**低于一级A 新建 I 类下限 1865**——因为扩容增量通常低于同规模新建，但这一差异**未经证实**，是本文造价估计的**偏保守（偏低）方向**。
【案例锚点】再生水回用单位投资（项目决算） | 5595 | 5595 | 元/(m³·d⁻¹) | （交叉校验用） | 西安思源学院污水处理再生水回用工程（A²/O-MBR 4000 m³/d，含回用管网与泵站、含摊销）决算 2238.13 万元，单位投资 **5595.33 元/(m³·d)**（李东等，汉斯出版社《水污染及处理》2022） | CASE | 该值落在本文采用的 5000–7000 元/(m³·d) 区间内，是对 GREY 取值的正面印证。但注意**规模效应**：4000 m³/d 属小型，本文情景为 4–6 万 m³/d，规模大两个数量级，单位投资应更低——因此 5000–7000 对本文规模**可能偏高**。
【口径冲突】中水回用单位投资（中央预算内投资估算标准） | 1100 | 1100 | 元/(m³·d⁻¹) | （不作采用值） | 重点流域水环境综合治理专项中央预算内投资绩效目标表：『污水提标改造和中水回用』估算标准 1100 万元/(万吨/日) = 1100 元/(m³·d) | GREY | **与上面两个来源相差 5 倍**（1100 vs 5595–7000）。差异来自口径：该表是**中央预算内投资补助的估算标准**，很可能只覆盖部分工程内容或仅指提标改造增量，而非完整再生水厂投资。**本文不采用本值**，仅记录为第 5 例口径冲突（见 literature_benchmark_caliber.csv）。
本地接水连接管线单位投资 |  |  | 元/(m³·d⁻¹) | local_connection_plus_* | AUTHOR_INPUT_NEEDED：未检索到与 specific local_connection_capacity 口径对应的公开造价指标，暂不赋值 | MISSING

## 06_机制实验_ha_reclaimed_coc_feedba
reclaimed_target_fraction | achieved_coc | quality_coc_fallback_days | period_makeup_ml | period_blowdown_ml | period_evaporation_ml | annual_makeup_ml | annual_blowdown_ml | annual_evaporation_ml | actual_reclaimed_fraction | freshwater_withdrawal_ml | reclaimed_water_use_ml
0 | 5 | 0 | 27973.4829 | 5703.0488 | 22835.0303 | 13986.7415 | 2851.5244 | 11417.5151 | 0 | 27985.4829 | 0
0.2 | 5 | 0 | 27973.4829 | 5703.0488 | 22835.0303 | 13986.7415 | 2851.5244 | 11417.5151 | 0.2 | 22388.3863 | 5597.0966
0.4 | 5 | 0 | 27973.4829 | 5703.0488 | 22835.0303 | 13986.7415 | 2851.5244 | 11417.5151 | 0.4 | 16791.2898 | 11194.1932
0.6 | 4.7619 | 0 | 28298.6726 | 6064.2903 | 22835.0303 | 14149.3363 | 3032.1452 | 11417.5151 | 0.6 | 11324.269 | 16986.4035
0.8 | 3.9568 | 0 | 29786.1579 | 7716.6846 | 22835.0303 | 14893.079 | 3858.3423 | 11417.5151 | 0.79361 | 6174.9991 | 23623.1588
1 | 3.3846 | 0 | 31454.0609 | 9569.4982 | 22835.0303 | 15727.0304 | 4784.7491 | 11417.5151 | 0.79677 | 6520.28 | 24945.7809

## 06_机制实验_co_reclaimed_coc_feedba
reclaimed_target_fraction | achieved_coc | quality_coc_fallback_days | period_makeup_ml | period_blowdown_ml | period_evaporation_ml | annual_makeup_ml | annual_blowdown_ml | annual_evaporation_ml | actual_reclaimed_fraction | freshwater_withdrawal_ml | reclaimed_water_use_ml
0 | 5 | 0 | 27643.4132 | 5635.7564 | 22565.5911 | 13821.7066 | 2817.8782 | 11282.7955 | 0 | 27655.4132 | 0
0.2 | 5 | 0 | 27643.4132 | 5635.7564 | 22565.5911 | 13821.7066 | 2817.8782 | 11282.7955 | 0.2 | 22124.3306 | 5531.0826
0.4 | 5 | 0 | 27643.4132 | 5635.7564 | 22565.5911 | 13821.7066 | 2817.8782 | 11282.7955 | 0.4 | 16593.2479 | 11062.1653
0.6 | 4.7619 | 0 | 27964.7658 | 5992.7355 | 22565.5911 | 13982.3829 | 2996.3677 | 11282.7955 | 0.6 | 11190.7063 | 16786.0595
0.8 | 3.9568 | 0 | 29434.6998 | 7625.6325 | 22565.5911 | 14717.3499 | 3812.8162 | 11282.7955 | 0.76465 | 7016.882 | 22429.8178
1 | 3.3846 | 0 | 31082.9225 | 9456.5841 | 22565.5911 | 15541.4612 | 4728.292 | 11282.7955 | 0.7413 | 8166.3958 | 22928.5267

## 06_机制实验_ha_reclaimed_net_substi
capacity_mw | reuse_treatment_capacity_ml_day | baseline_city_abstraction_ml | city_abstraction_ml | city_abstraction_increase_ml | conveyance_efficiency | ai_withdrawal_ml | ai_reclaimed_ml | gross_substitution_ratio | net_freshwater_saving_ml | net_substitution_ratio | tag
500 | 40 | 186965.0704 | 203495.8929 | 16530.8225 | 0.84866 | 14522.8717 | 10166.0102 | 0.7 | 493.8634 | 0.034006
1000 | 40 | 186965.0704 | 220012.5754 | 33047.505 | 0.84866 | 29033.7435 | 20323.6204 | 0.7 | 987.7268 | 0.03402
1500 | 40 | 186965.0704 | 236529.2579 | 49564.1874 | 0.84866 | 43544.6152 | 25044.0044 | 0.57513 | 1481.5902 | 0.034025
1000 | 40 | 186965.0704 | 220012.5754 | 33047.505 | 0.84866 | 29033.7435 | 20323.6204 | 0.7 | 987.7268 | 0.03402 | reuse_capacity_x1
1000 | 60 | 186965.0704 | 205588.6591 | 18623.5887 | 0.84866 | 29033.7435 | 20323.6204 | 0.7 | 13228.6932 | 0.45563 | reuse_capacity_x1.5
1000 | 80 | 186965.0704 | 191164.7428 | 4199.6724 | 0.84866 | 29033.7435 | 20323.6204 | 0.7 | 25469.6596 | 0.87724 | reuse_capacity_x2
1000 | 120 | 186965.0704 | 162316.9102 | -24648.1602 | 0.84866 | 29033.7435 | 20323.6204 | 0.7 | 49951.5923 | 1.7205 | reuse_capacity_x3

## 06_机制实验_co_reclaimed_net_substi
capacity_mw | reuse_treatment_capacity_ml_day | baseline_city_abstraction_ml | city_abstraction_ml | city_abstraction_increase_ml | conveyance_efficiency | ai_withdrawal_ml | ai_reclaimed_ml | gross_substitution_ratio | net_freshwater_saving_ml | net_substitution_ratio | tag
500 | 36 | 183730.5095 | 199583.507 | 15852.9975 | 0.84866 | 13833.7066 | 6225.168 | 0.45 | 379.9396 | 0.027465
1000 | 36 | 183730.5095 | 215422.3645 | 31691.855 | 0.84866 | 27655.4132 | 12444.936 | 0.45 | 759.8792 | 0.027477
1500 | 36 | 183730.5095 | 231261.2221 | 47530.7126 | 0.84866 | 41477.1198 | 18664.7039 | 0.45 | 1139.8188 | 0.027481
1000 | 36 | 183730.5095 | 215422.3645 | 31691.855 | 0.84866 | 27655.4132 | 12444.936 | 0.45 | 759.8792 | 0.027477 | reuse_capacity_x1
1000 | 54 | 183730.5095 | 202269.8421 | 18539.3326 | 0.84866 | 27655.4132 | 12444.936 | 0.45 | 11921.8675 | 0.43109 | reuse_capacity_x1.5
1000 | 72 | 183730.5095 | 189117.3196 | 5386.8102 | 0.84866 | 27655.4132 | 12444.936 | 0.45 | 23083.8558 | 0.8347 | reuse_capacity_x2
1000 | 108 | 183730.5095 | 162812.2748 | -20918.2347 | 0.84866 | 27655.4132 | 12444.936 | 0.45 | 45407.8324 | 1.6419 | reuse_capacity_x3

## 06_机制实验_ha_technology_compariso
technology | site_wue_l_kwh_it | process_wue_l_kwh_it | wue_l_kwh | mean_pue | mean_wet_fraction | period_withdrawal_ml | annual_withdrawal_ml | annual_consumption_ml | daily_peak_factor | facility_energy_mwh | cawcc_mw | limiting_constraint
dry | 0 | 0 | 0 | 1.3557 | 0 | 0 | 0 | 0 |  | 13451907.6834 |  | reclaimed_water_substitution_ratio
dry_first | 0.43401 | 0.43279 | 0.43401 | 1.3287 | 0.14235 | 4277.1205 | 2138.5602 | 1678.3881 | 7.483 | 13171442.022 | 500 | max_source_abstraction_ratio
efficient_evaporative | 2.1219 | 2.1207 | 2.1219 | 1.1338 | 1 | 20911.2025 | 10455.6012 | 8224.1458 | 1.3109 | 11191064.2568 | 1000 | reclaimed_water_substitution_ratio
evaporative | 2.2099 | 2.2087 | 2.2099 | 1.1805 | 1 | 21778.3076 | 10889.1538 | 8565.3645 | 1.2895 | 11655380.0242 | 1000 | reclaimed_water_substitution_ratio
hybrid | 0.65677 | 0.65556 | 0.65677 | 1.2443 | 0.24594 | 6472.492 | 3236.246 | 2542.2993 | 4.3136 | 12301611.615 | 1000 | max_daily_average_grid_connection_ratio
liquid_to_air | 0 | 0 | 0 | 1.2546 | 0 | 0 | 0 | 0 |  | 12413411.0231 |  | reclaimed_water_substitution_ratio
liquid_to_water | 1.9169 | 1.9157 | 1.9169 | 1.1373 | 1 | 18891.3406 | 9445.6703 | 7429.3002 | 1.3435 | 11232747.2495 | 1000 | max_source_abstraction_ratio

## 06_机制实验_co_technology_compariso
technology | site_wue_l_kwh_it | process_wue_l_kwh_it | wue_l_kwh | mean_pue | mean_wet_fraction | period_withdrawal_ml | annual_withdrawal_ml | annual_consumption_ml | daily_peak_factor | facility_energy_mwh | cawcc_mw | limiting_constraint
dry | 0 | 0 | 0 | 1.2976 | 0 | 0 | 0 | 0 |  | 12855960.6608 |  | reclaimed_water_substitution_ratio
dry_first | 0.019785 | 0.018568 | 0.019785 | 1.2795 | 0.0066 | 194.9827 | 97.4913 | 76.5898 | 83.5338 | 12667179.1567 | 1000 | max_daily_average_grid_connection_ratio
efficient_evaporative | 1.9745 | 1.9733 | 1.9745 | 1.1226 | 1 | 19458.9865 | 9729.4933 | 8139.7865 | 1.3506 | 11076459.0601 | 1500 | max_daily_average_grid_connection_ratio
evaporative | 2.105 | 2.1038 | 2.105 | 1.1671 | 1 | 20744.5599 | 10372.28 | 8464.2122 | 1.3193 | 11517853.7882 | 1000 | max_daily_average_grid_connection_ratio
hybrid | 0.14475 | 0.14354 | 0.14475 | 1.2197 | 0.056756 | 1426.5443 | 713.2721 | 577.4976 | 16.7259 | 12049480.1823 | 1000 | max_daily_average_grid_connection_ratio
liquid_to_air | 0 | 0 | 0 | 1.2233 | 0 | 0 | 0 | 0 |  | 12092516.4724 |  | reclaimed_water_substitution_ratio
liquid_to_water | 1.7765 | 1.7753 | 1.7765 | 1.1216 | 1 | 17507.716 | 8753.858 | 7323.0571 | 1.3918 | 11072299.9742 | 1500 | max_daily_average_grid_connection_ratio

## 06_机制实验_ha_policy_comparison
policy | capacity_mw | domestic_unmet_ml | domestic_unmet_residual_kpi | system_reliability_fraction | unmet_cooling_water_ml | ai_withdrawal_ml
policy_a | 1000 | 0 | 0 | 1 | 0 | 29033.7435
policy_a | 1500 | 0 | 0 | 1 | 0 | 43544.6152
policy_a | 2000 | 0 | 0 | 0.98144 | 1307.7094 | 56747.7776
policy_b | 1000 | 3.9222e-12 | 0 | 1 | 0 | 29033.7435
policy_b | 1500 | 3.4674e-12 | 0 | 1 | 0 | 43544.6152
policy_b | 2000 | 992.1973 | 992.1973 | 0.99225 | 0 | 58055.487
policy_c | 1000 | 0 | 0 | 1 | 0 | 29033.7435
policy_c | 1500 | 0 | 0 | 1 | 0 | 43544.6152
policy_c | 2000 | 0 | 0 | 0.99418 | 0 | 58055.487

## 06_机制实验_co_policy_comparison
policy | capacity_mw | domestic_unmet_ml | domestic_unmet_residual_kpi | system_reliability_fraction | unmet_cooling_water_ml | ai_withdrawal_ml
policy_a | 1000 | 0 | 0 | 1 | 0 | 27655.4132
policy_a | 1500 | 0 | 0 | 1 | 0 | 41477.1198
policy_a | 2000 | 0 | 0 | 1 | 0 | 55298.8265
policy_b | 1000 | 4.9738e-12 | 0 | 1 | 0 | 27655.4132
policy_b | 1500 | 3.6948e-12 | 0 | 1 | 0 | 41477.1198
policy_b | 2000 | 2.2453e-12 | 0 | 1 | 0 | 55298.8265
policy_c | 1000 | 0 | 0 | 1 | 0 | 27655.4132
policy_c | 1500 | 0 | 0 | 1 | 0 | 41477.1198
policy_c | 2000 | 0 | 0 | 1 | 0 | 55298.8265

## 07_情景矩阵_ha_state_pressure_matri
state | pressure | summer_withdrawal_ml | total_withdrawal_ml | freshwater_withdrawal_ml | reclaimed_water_use_ml | system_reliability_fraction | domestic_unmet_ml | max_wtw_utilization | max_reuse_utilization | max_source_abstraction_ratio | reclaimed_water_substitution_ratio | unmet_cooling_water_ml
S0 | G0 | 8201.8982 | 29033.7435 | 8710.123 | 20323.6204 | 1 | 0 | 0.92392 | 1 | 0.92724 | 0.7 | 0
S0 | G1 | 8282.5003 | 29114.3457 | 8734.3037 | 20380.042 | 1 | 0 | 0.94255 | 1 | 0.94593 | 0.7 | 0
S0 | G2 | 8221.3819 | 29053.894 | 8650.9649 | 20402.9291 | 0.99067 | 1217.2098 | 0.84696 | 1 | 1 | 0.70224 | 0
S0 | G3 | 8281.392 | 29114.3457 | 8354.5884 | 20759.7573 | 0.94276 | 8323.9774 | 0.84696 | 1 | 1 | 0.71304 | 0
S1 | G0 | 8201.2588 | 29033.7435 | 9033.0953 | 20000.6482 | 0.92045 | 10252.8229 | 0.98 | 1 | 0.77178 | 0.68888 | 0
S1 | G1 | 8280.6627 | 29114.3457 | 9149.9076 | 19964.438 | 0.9145 | 11059.2118 | 0.98 | 1 | 0.79037 | 0.68573 | 0
S1 | G2 | 8221.1176 | 29053.894 | 9062.4305 | 19991.4635 | 0.91896 | 10454.5181 | 0.98 | 1 | 0.91344 | 0.68808 | 0
S1 | G3 | 8008.1586 | 28849.7982 | 9508.9517 | 19340.8465 | 0.79412 | 29303.1852 | 0.98 | 1 | 1 | 0.66436 | 262.1194
S2 | G0 | 8200.754 | 29032.7159 | 10094.1754 | 18938.5405 | 0.80919 | 24651.9595 | 0.64767 | 1 | 1 | 0.65232 | 0
S2 | G1 | 8279.4208 | 29113.3181 | 10206.9312 | 18906.3869 | 0.80375 | 25455.341 | 0.64767 | 1 | 1 | 0.64941 | 0
S2 | G2 | 8218.8935 | 29049.9006 | 12865.6261 | 16184.2745 | 0.67052 | 42100.4528 | 0.55052 | 1 | 1 | 0.55712 | 0
S2 | G3 | 8118.8529 | 28950.2157 | 12772.6135 | 16177.6023 | 0.60126 | 57000.8381 | 0.55052 | 1 | 1 | 0.55577 | 158.2925
S3 | G0 | 8201.8982 | 29033.7435 | 8710.123 | 20323.6204 | 1 | 0 | 0.80341 | 1 | 0.8063 | 0.7 | 0
S3 | G1 | 8282.5003 | 29114.3457 | 8734.3037 | 20380.042 | 1 | 0 | 0.81961 | 1 | 0.82255 | 0.7 | 0
S3 | G2 | 8222.0487 | 29053.894 | 8716.1682 | 20337.7258 | 1 | 0 | 0.80746 | 1 | 0.95336 | 0.7 | 0
S3 | G3 | 8204.4446 | 29051.1811 | 9372.8796 | 19678.3015 | 0.94551 | 7269.013 | 0.84696 | 1 | 1 | 0.6759 | 63.1646

## 07_情景矩阵_co_state_pressure_matri
state | pressure | summer_withdrawal_ml | total_withdrawal_ml | freshwater_withdrawal_ml | reclaimed_water_use_ml | system_reliability_fraction | domestic_unmet_ml | max_wtw_utilization | max_reuse_utilization | max_source_abstraction_ratio | reclaimed_water_substitution_ratio | unmet_cooling_water_ml
S0 | G0 | 7751.7423 | 27655.4132 | 15210.4773 | 12444.936 | 1 | 0 | 0.87241 | 1 | 0.85425 | 0.45 | 0
S0 | G1 | 7829.4331 | 27733.1041 | 15253.2072 | 12479.8968 | 1 | 0 | 0.89064 | 1 | 0.87209 | 0.45 | 0
S0 | G2 | 7771.165 | 27674.8359 | 15221.1598 | 12453.6762 | 1 | 0 | 0.86807 | 1 | 1 | 0.45 | 0
S0 | G3 | 7825.7082 | 27733.1041 | 15106.0592 | 12627.0449 | 0.98167 | 2596.0994 | 0.86807 | 1 | 1 | 0.45531 | 0
S1 | G0 | 7747.141 | 27655.4132 | 14847.5678 | 12807.8454 | 0.95566 | 5532.4021 | 0.98 | 1 | 0.70652 | 0.46312 | 0
S1 | G1 | 7823.5478 | 27733.1041 | 14836.0931 | 12897.011 | 0.94931 | 6347.5884 | 0.98 | 1 | 0.72413 | 0.46504 | 0
S1 | G2 | 7766.2419 | 27674.8359 | 14844.6624 | 12830.1735 | 0.95406 | 5736.7421 | 0.98 | 1 | 0.83638 | 0.4636 | 0
S1 | G3 | 7825.1714 | 27731.661 | 14173.0732 | 13558.5878 | 0.8726 | 18024.1667 | 0.98 | 1 | 0.95438 | 0.48892 | 0
S2 | G0 | 7748.8114 | 27653.8734 | 14142.8084 | 13511.065 | 0.87335 | 15901.7817 | 0.66382 | 1 | 1 | 0.48858 | 0
S2 | G1 | 7825.1851 | 27731.5642 | 14130.1277 | 13601.4365 | 0.86758 | 16693.0988 | 0.66382 | 1 | 1 | 0.49047 | 0
S2 | G2 | 7765.2984 | 27669.5741 | 13516.7571 | 14152.817 | 0.72761 | 33993.4514 | 0.56425 | 1 | 1 | 0.51149 | 0
S2 | G3 | 7820.1648 | 27725.7036 | 13166.253 | 14559.4506 | 0.65142 | 48628.8626 | 0.56425 | 1 | 1 | 0.52512 | 0
S3 | G0 | 7751.7423 | 27655.4132 | 15210.4773 | 12444.936 | 1 | 0 | 0.75862 | 1 | 0.74283 | 0.45 | 0
S3 | G1 | 7829.4331 | 27733.1041 | 15253.2072 | 12479.8968 | 1 | 0 | 0.77447 | 1 | 0.75834 | 0.45 | 0
S3 | G2 | 7771.165 | 27674.8359 | 15221.1598 | 12453.6762 | 1 | 0 | 0.76258 | 1 | 0.87848 | 0.45 | 0
S3 | G3 | 7829.4331 | 27733.1041 | 15253.2072 | 12479.8968 | 1 | 0 | 0.85372 | 1 | 0.98346 | 0.45 | 0

## 07_情景矩阵_ha_heatwave_stress
capacity_mw | total_withdrawal_ml | maximum_daily_withdrawal_ml | unmet_cooling_water_ml | system_reliability_fraction | max_wtw_utilization | max_local_connection_ratio
500 | 14528.0892 | 29.647 | 0 | 1 | 0.88465 | 0.42353
1000 | 29044.1783 | 47.2941 | 0 | 1 | 0.95472 | 0.67563
1500 | 43560.2675 | 70.3766 | 0 | 1 | 0.98 | 1.0054

## 07_情景矩阵_co_heatwave_stress
capacity_mw | total_withdrawal_ml | maximum_daily_withdrawal_ml | unmet_cooling_water_ml | system_reliability_fraction | max_wtw_utilization | max_local_connection_ratio
500 | 13838.8219 | 28.9935 | 0 | 1 | 0.83643 | 0.41419
1000 | 27665.6439 | 45.9869 | 0 | 1 | 0.90235 | 0.65696
1500 | 41492.4658 | 67.5515 | 0 | 1 | 0.96827 | 0.96502

## 08_不确定性_ha_morris
parameter | mu | mu_star | sigma
components.AI_DC1.temperature_coefficient | -114590.988 | 114590.988 | 36983.8777
components.AI_DC1.cooling.heat_to_cooling_fraction | 30260.8374 | 30260.8374 | 2208.7951
components.AI_DC1.base_pue | 22561.4525 | 22561.4525 | 1995.739
components.AI_DC1.cooling.internal_recovery_fraction | -6990.547 | 6990.547 | 1044.1959
components.AI_DC1.cooling.drift_fraction | 3615.4698 | 3615.4698 | 2461.7232
components.AI_DC1.cooling.cycles_of_concentration | -375.1847 | 375.1847 | 1014.7283

## 08_不确定性_co_morris
parameter | mu | mu_star | sigma
components.AI_DC1.temperature_coefficient | -205681.2708 | 205681.2708 | 47094.3086
components.AI_DC1.cooling.heat_to_cooling_fraction | 28402.6067 | 28402.6067 | 2344.4114
components.AI_DC1.base_pue | 21335.9577 | 21335.9577 | 2332.9667
components.AI_DC1.cooling.internal_recovery_fraction | -5374.7906 | 5374.7906 | 1511.1871
components.AI_DC1.cooling.drift_fraction | 3358.514 | 3358.514 | 2279.227
components.AI_DC1.cooling.cycles_of_concentration | -468.3063 | 468.3063 | 1013.0007

## 08_不确定性_ha_sobol
parameter | S1 | ST
components.AI_DC1.base_pue | -0.98091 | 0.57894
components.AI_DC1.cooling.heat_to_cooling_fraction | -1.9751 | 0.35453
components.AI_DC1.cooling.cycles_of_concentration | 2.4267 | 0.23467
components.AI_DC1.cooling.internal_recovery_fraction | -1.11 | 0.059047
components.AI_DC1.temperature_coefficient | -0.48515 | 0.010446
components.AI_DC1.cooling.drift_fraction | 4.4529e-05 | 7.9742e-08

## 08_不确定性_co_sobol
parameter | S1 | ST
components.AI_DC1.cooling.cycles_of_concentration | 3.5728 | 0.45662
components.AI_DC1.base_pue | -0.66793 | 0.43057
components.AI_DC1.cooling.heat_to_cooling_fraction | -1.543 | 0.25594
components.AI_DC1.cooling.internal_recovery_fraction | -0.66813 | 0.030919
components.AI_DC1.temperature_coefficient | -0.65349 | 0.025677
components.AI_DC1.cooling.drift_fraction | 2.3572e-05 | 5.75e-08

## 08_不确定性_ha_city_morris
metric | parameter | mu | mu_star | sigma | metric_desc
max_source_abstraction_ratio | components.DM1.leakage_fraction | 0.63526 | 0.63526 | 0.51725 | 年尺度头号约束（水源取水占用率）
max_source_abstraction_ratio | local_areas.LA1.demand_profiles.0.base_value | 0.0018599 | 0.0018599 | 0.0015042 | 年尺度头号约束（水源取水占用率）
max_source_abstraction_ratio | components.RES1.abstraction_capacity_ml_day | -0.0012681 | 0.0012681 | 0.0010372 | 年尺度头号约束（水源取水占用率）
max_source_abstraction_ratio | components.CENTRAL_REUSE.treatment_capacity_ml_day | -0.00011876 | 0.00011876 | 0.00058179 | 年尺度头号约束（水源取水占用率）
max_source_abstraction_ratio | components.WTW1.daily_capacity_ml | -4.5569e-05 | 4.5569e-05 | 0.00016021 | 年尺度头号约束（水源取水占用率）
max_source_abstraction_ratio | components.WWTW1.daily_capacity_ml | -3.5946e-05 | 3.5946e-05 | 0.00012231 | 年尺度头号约束（水源取水占用率）
max_source_abstraction_ratio | components.RES1.capacity_ml | 0 | 0 | 0 | 年尺度头号约束（水源取水占用率）
max_wtw_utilization | components.DM1.leakage_fraction | 0.45876 | 0.45876 | 0.51301 | 日尺度头号约束（给水处理峰值利用率）
max_wtw_utilization | components.WTW1.daily_capacity_ml | -0.0015548 | 0.0015548 | 0.00088607 | 日尺度头号约束（给水处理峰值利用率）
max_wtw_utilization | local_areas.LA1.demand_profiles.0.base_value | 0.0012754 | 0.0012754 | 0.0014453 | 日尺度头号约束（给水处理峰值利用率）
max_wtw_utilization | components.RES1.abstraction_capacity_ml_day | 0.00056739 | 0.00056739 | 0.0010054 | 日尺度头号约束（给水处理峰值利用率）
max_wtw_utilization | components.CENTRAL_REUSE.treatment_capacity_ml_day | -0.00011448 | 0.00011448 | 0.00056082 | 日尺度头号约束（给水处理峰值利用率）
max_wtw_utilization | components.WWTW1.daily_capacity_ml | -1.9772e-05 | 1.9772e-05 | 9.6861e-05 | 日尺度头号约束（给水处理峰值利用率）
max_wtw_utilization | components.RES1.capacity_ml | 0 | 0 | 0 | 日尺度头号约束（给水处理峰值利用率）

## 08_不确定性_co_city_morris
metric | parameter | mu | mu_star | sigma | metric_desc
max_source_abstraction_ratio | components.DM1.leakage_fraction | 0.7249 | 0.7249 | 0.43065 | 年尺度头号约束（水源取水占用率）
max_source_abstraction_ratio | local_areas.LA1.demand_profiles.0.base_value | 0.0020742 | 0.0020742 | 0.0012547 | 年尺度头号约束（水源取水占用率）
max_source_abstraction_ratio | components.RES1.abstraction_capacity_ml_day | -0.0017048 | 0.0017048 | 0.00072111 | 年尺度头号约束（水源取水占用率）
max_source_abstraction_ratio | components.CENTRAL_REUSE.treatment_capacity_ml_day | -0.00051307 | 0.00051307 | 0.001178 | 年尺度头号约束（水源取水占用率）
max_source_abstraction_ratio | components.WTW1.daily_capacity_ml | -5.3381e-05 | 5.3381e-05 | 0.00018482 | 年尺度头号约束（水源取水占用率）
max_source_abstraction_ratio | components.WWTW1.daily_capacity_ml | -3.2015e-05 | 3.2015e-05 | 0.00010893 | 年尺度头号约束（水源取水占用率）
max_source_abstraction_ratio | components.RES1.capacity_ml | 0 | 0 | 0 | 年尺度头号约束（水源取水占用率）
max_wtw_utilization | components.DM1.leakage_fraction | 0.60651 | 0.60651 | 0.47274 | 日尺度头号约束（给水处理峰值利用率）
max_wtw_utilization | local_areas.LA1.demand_profiles.0.base_value | 0.0017113 | 0.0017113 | 0.0013792 | 日尺度头号约束（给水处理峰值利用率）
max_wtw_utilization | components.WTW1.daily_capacity_ml | -0.0016443 | 0.0016443 | 0.00080619 | 日尺度头号约束（给水处理峰值利用率）
max_wtw_utilization | components.CENTRAL_REUSE.treatment_capacity_ml_day | -0.00032104 | 0.00032104 | 0.00086834 | 日尺度头号约束（给水处理峰值利用率）
max_wtw_utilization | components.RES1.abstraction_capacity_ml_day | 0.00023719 | 0.00023719 | 0.00065224 | 日尺度头号约束（给水处理峰值利用率）
max_wtw_utilization | components.WWTW1.daily_capacity_ml | -3.6218e-05 | 3.6218e-05 | 0.0001227 | 日尺度头号约束（给水处理峰值利用率）
max_wtw_utilization | components.RES1.capacity_ml | 0 | 0 | 0 | 日尺度头号约束（给水处理峰值利用率）

## 08_不确定性_ha_morris_normalized
parameter | mu | mu_star | sigma | input_scale
components.AI_DC1.base_pue | 5414.7486 | 5414.7486 | 478.9774 | 0–1 parameter range
components.AI_DC1.cooling.heat_to_cooling_fraction | 4539.1256 | 4539.1256 | 331.3193 | 0–1 parameter range
components.AI_DC1.cooling.cycles_of_concentration | -2251.1082 | 2251.1082 | 6088.37 | 0–1 parameter range
components.AI_DC1.cooling.internal_recovery_fraction | -2097.1641 | 2097.1641 | 313.2588 | 0–1 parameter range
components.AI_DC1.temperature_coefficient | -859.4324 | 859.4324 | 277.3791 | 0–1 parameter range
components.AI_DC1.cooling.drift_fraction | 1.627 | 1.627 | 1.1078 | 0–1 parameter range

## 08_不确定性_co_morris_normalized
parameter | mu | mu_star | sigma | input_scale
components.AI_DC1.base_pue | 5120.6298 | 5120.6298 | 559.912 | 0–1 parameter range
components.AI_DC1.cooling.heat_to_cooling_fraction | 4260.391 | 4260.391 | 351.6617 | 0–1 parameter range
components.AI_DC1.cooling.cycles_of_concentration | -2809.8377 | 2809.8377 | 6078.0043 | 0–1 parameter range
components.AI_DC1.cooling.internal_recovery_fraction | -1612.4372 | 1612.4372 | 453.3561 | 0–1 parameter range
components.AI_DC1.temperature_coefficient | -1542.6095 | 1542.6095 | 353.2073 | 0–1 parameter range
components.AI_DC1.cooling.drift_fraction | 1.5113 | 1.5113 | 1.0257 | 0–1 parameter range

## 08_不确定性_ha_city_morris_normaliz
metric | parameter | mu | mu_star | sigma | metric_desc | input_scale
max_source_abstraction_ratio | components.RES1.abstraction_capacity_ml_day | -0.24094 | 0.24094 | 0.19706 | 年尺度头号约束（水源取水占用率） | 0–1 parameter range
max_source_abstraction_ratio | local_areas.LA1.demand_profiles.0.base_value | 0.15344 | 0.15344 | 0.12409 | 年尺度头号约束（水源取水占用率） | 0–1 parameter range
max_source_abstraction_ratio | components.DM1.leakage_fraction | 0.076231 | 0.076231 | 0.06207 | 年尺度头号约束（水源取水占用率） | 0–1 parameter range
max_source_abstraction_ratio | components.WTW1.daily_capacity_ml | -0.0084303 | 0.0084303 | 0.029639 | 年尺度头号约束（水源取水占用率） | 0–1 parameter range
max_source_abstraction_ratio | components.WWTW1.daily_capacity_ml | -0.0048527 | 0.0048527 | 0.016512 | 年尺度头号约束（水源取水占用率） | 0–1 parameter range
max_source_abstraction_ratio | components.CENTRAL_REUSE.treatment_capacity_ml_day | -0.0023751 | 0.0023751 | 0.011636 | 年尺度头号约束（水源取水占用率） | 0–1 parameter range
max_source_abstraction_ratio | components.RES1.capacity_ml | 0 | 0 | 0 | 年尺度头号约束（水源取水占用率） | 0–1 parameter range
max_wtw_utilization | components.WTW1.daily_capacity_ml | -0.28763 | 0.28763 | 0.16392 | 日尺度头号约束（给水处理峰值利用率） | 0–1 parameter range
max_wtw_utilization | components.RES1.abstraction_capacity_ml_day | 0.1078 | 0.1078 | 0.19103 | 日尺度头号约束（给水处理峰值利用率） | 0–1 parameter range
max_wtw_utilization | local_areas.LA1.demand_profiles.0.base_value | 0.10522 | 0.10522 | 0.11924 | 日尺度头号约束（给水处理峰值利用率） | 0–1 parameter range
max_wtw_utilization | components.DM1.leakage_fraction | 0.055051 | 0.055051 | 0.061561 | 日尺度头号约束（给水处理峰值利用率） | 0–1 parameter range
max_wtw_utilization | components.WWTW1.daily_capacity_ml | -0.0026692 | 0.0026692 | 0.013076 | 日尺度头号约束（给水处理峰值利用率） | 0–1 parameter range
max_wtw_utilization | components.CENTRAL_REUSE.treatment_capacity_ml_day | -0.0022895 | 0.0022895 | 0.011216 | 日尺度头号约束（给水处理峰值利用率） | 0–1 parameter range
max_wtw_utilization | components.RES1.capacity_ml | 0 | 0 | 0 | 日尺度头号约束（给水处理峰值利用率） | 0–1 parameter range

## 08_不确定性_co_city_morris_normaliz
metric | parameter | mu | mu_star | sigma | metric_desc | input_scale
max_source_abstraction_ratio | components.RES1.abstraction_capacity_ml_day | -0.34095 | 0.34095 | 0.14422 | 年尺度头号约束（水源取水占用率） | 0–1 parameter range
max_source_abstraction_ratio | local_areas.LA1.demand_profiles.0.base_value | 0.17112 | 0.17112 | 0.10351 | 年尺度头号约束（水源取水占用率） | 0–1 parameter range
max_source_abstraction_ratio | components.DM1.leakage_fraction | 0.086988 | 0.086988 | 0.051677 | 年尺度头号约束（水源取水占用率） | 0–1 parameter range
max_source_abstraction_ratio | components.WTW1.daily_capacity_ml | -0.010142 | 0.010142 | 0.035116 | 年尺度头号约束（水源取水占用率） | 0–1 parameter range
max_source_abstraction_ratio | components.CENTRAL_REUSE.treatment_capacity_ml_day | -0.0092353 | 0.0092353 | 0.021204 | 年尺度头号约束（水源取水占用率） | 0–1 parameter range
max_source_abstraction_ratio | components.WWTW1.daily_capacity_ml | -0.004322 | 0.004322 | 0.014706 | 年尺度头号约束（水源取水占用率） | 0–1 parameter range
max_source_abstraction_ratio | components.RES1.capacity_ml | 0 | 0 | 0 | 年尺度头号约束（水源取水占用率） | 0–1 parameter range
max_wtw_utilization | components.WTW1.daily_capacity_ml | -0.31242 | 0.31242 | 0.15318 | 日尺度头号约束（给水处理峰值利用率） | 0–1 parameter range
max_wtw_utilization | local_areas.LA1.demand_profiles.0.base_value | 0.14118 | 0.14118 | 0.11378 | 日尺度头号约束（给水处理峰值利用率） | 0–1 parameter range
max_wtw_utilization | components.DM1.leakage_fraction | 0.072781 | 0.072781 | 0.056729 | 日尺度头号约束（给水处理峰值利用率） | 0–1 parameter range
max_wtw_utilization | components.RES1.abstraction_capacity_ml_day | 0.047438 | 0.047438 | 0.13045 | 日尺度头号约束（给水处理峰值利用率） | 0–1 parameter range
max_wtw_utilization | components.CENTRAL_REUSE.treatment_capacity_ml_day | -0.0057787 | 0.0057787 | 0.01563 | 日尺度头号约束（给水处理峰值利用率） | 0–1 parameter range
max_wtw_utilization | components.WWTW1.daily_capacity_ml | -0.0048894 | 0.0048894 | 0.016565 | 日尺度头号约束（给水处理峰值利用率） | 0–1 parameter range
max_wtw_utilization | components.RES1.capacity_ml | 0 | 0 | 0 | 日尺度头号约束（给水处理峰值利用率） | 0–1 parameter range

## 08_不确定性_ha_city_sobol
metric | parameter | S1 | ST
max_source_abstraction_ratio | components.RES1.abstraction_capacity_ml_day | 1.2778 | 0.69306
max_source_abstraction_ratio | local_areas.LA1.demand_profiles.0.base_value | -0.012994 | 0.29977
max_source_abstraction_ratio | components.DM1.leakage_fraction | -0.4132 | 0.047783
max_source_abstraction_ratio | components.WTW1.daily_capacity_ml | 0.19989 | 0.0043539
max_source_abstraction_ratio | components.CENTRAL_REUSE.treatment_capacity_ml_day | -0.015635 | 0.0015831
max_source_abstraction_ratio | components.WWTW1.daily_capacity_ml | -0.040743 | 0.00056877
max_source_abstraction_ratio | components.RES1.capacity_ml | 0 | 0

## 08_不确定性_co_city_sobol
metric | parameter | S1 | ST
max_source_abstraction_ratio | components.RES1.abstraction_capacity_ml_day | 0.88172 | 0.68093
max_source_abstraction_ratio | local_areas.LA1.demand_profiles.0.base_value | 0.31599 | 0.24782
max_source_abstraction_ratio | components.DM1.leakage_fraction | -0.35139 | 0.046563
max_source_abstraction_ratio | components.WTW1.daily_capacity_ml | 0.079279 | 0.0036133
max_source_abstraction_ratio | components.CENTRAL_REUSE.treatment_capacity_ml_day | -0.075609 | 0.0020951
max_source_abstraction_ratio | components.WWTW1.daily_capacity_ml | -0.0090412 | 0.00026055
max_source_abstraction_ratio | components.RES1.capacity_ml | 0 | 0

## 08_不确定性_ha_probabilistic_thresh
sample_id | components.AI_DC1.base_pue | components.AI_DC1.cooling.cycles_of_concentration | components.AI_DC1.temperature_coefficient | maximum_safe_ai_capacity_mw | first_failed_capacity_mw | limiting_constraint | constraint_margin | threshold_interval_mw | feasible_intervals_mw | reentrant_feasibility
0 | 1.3505 | 3.519 | 0.0072165 | 750 | 0 | reclaimed_water_substitution_ratio | 0.65 | [None, 0.0] | [[250.0, 750.0]] | TRUE
1 | 1.3434 | 8.8446 | 0.0078541 | 750 | 0 | reclaimed_water_substitution_ratio | 0.65 | [None, 0.0] | [[250.0, 750.0]] | TRUE
2 | 1.3507 | 4.6317 | 0.0077688 | 750 | 0 | reclaimed_water_substitution_ratio | 0.65 | [None, 0.0] | [[250.0, 750.0]] | TRUE
3 | 1.1528 | 3.7844 | 0.0074497 | 1000 | 0 | reclaimed_water_substitution_ratio | 0.65 | [None, 0.0] | [[250.0, 1000.0]] | TRUE
4 | 1.2483 | 3.8522 | 0.0063527 | 1000 | 0 | reclaimed_water_substitution_ratio | 0.65 | [None, 0.0] | [[250.0, 1000.0]] | TRUE
5 | 1.1963 | 3.2528 | 0.0022828 | 1000 | 0 | reclaimed_water_substitution_ratio | 0.65 | [None, 0.0] | [[250.0, 1000.0]] | TRUE
6 | 1.3506 | 3.4304 | 0.0073616 | 750 | 0 | reclaimed_water_substitution_ratio | 0.65 | [None, 0.0] | [[250.0, 750.0]] | TRUE
7 | 1.2548 | 6.1178 | 0.00082158 | 1000 | 0 | reclaimed_water_substitution_ratio | 0.65 | [None, 0.0] | [[250.0, 1000.0]] | TRUE
8 | 1.3597 | 4.9088 | 0.0065171 | 750 | 0 | reclaimed_water_substitution_ratio | 0.65 | [None, 0.0] | [[250.0, 750.0]] | TRUE
9 | 1.1741 | 4.1706 | 0.00088072 | 1000 | 0 | reclaimed_water_substitution_ratio | 0.65 | [None, 0.0] | [[250.0, 1000.0]] | TRUE
10 | 1.2046 | 8.0918 | 0.0043676 | 1000 | 0 | reclaimed_water_substitution_ratio | 0.65 | [None, 0.0] | [[250.0, 1000.0]] | TRUE
11 | 1.218 | 5.7115 | 0.0031596 | 1000 | 0 | reclaimed_water_substitution_ratio | 0.65 | [None, 0.0] | [[250.0, 1000.0]] | TRUE
12 | 1.2071 | 5.4026 | 0.001058 | 1000 | 0 | reclaimed_water_substitution_ratio | 0.65 | [None, 0.0] | [[250.0, 1000.0]] | TRUE
13 | 1.2572 | 3.4261 | 0.0065153 | 750 | 0 | reclaimed_water_substitution_ratio | 0.65 | [None, 0.0] | [[250.0, 750.0]] | TRUE
14 | 1.3462 | 5.8081 | 0.0026585 | 1000 | 0 | reclaimed_water_substitution_ratio | 0.65 | [None, 0.0] | [[250.0, 1000.0]] | TRUE
15 | 1.2362 | 5.345 | 0.0014462 | 1000 | 0 | reclaimed_water_substitution_ratio | 0.65 | [None, 0.0] | [[250.0, 1000.0]] | TRUE
16 | 1.3167 | 5.4923 | 0.0076086 | 1000 | 0 | reclaimed_water_substitution_ratio | 0.65 | [None, 0.0] | [[250.0, 1000.0]] | TRUE
17 | 1.176 | 4.6728 | 0.0039235 | 1000 | 0 | reclaimed_water_substitution_ratio | 0.65 | [None, 0.0] | [[250.0, 1000.0]] | TRUE
18 | 1.3344 | 3.251 | 0.0058808 | 750 | 0 | reclaimed_water_substitution_ratio | 0.65 | [None, 0.0] | [[250.0, 750.0]] | TRUE
19 | 1.2565 | 4.0985 | 0.0045721 | 1000 | 0 | reclaimed_water_substitution_ratio | 0.65 | [None, 0.0] | [[250.0, 1000.0]] | TRUE
20 | 1.1608 | 5.3258 | 0.0052444 | 1000 | 0 | reclaimed_water_substitution_ratio | 0.65 | [None, 0.0] | [[250.0, 1000.0]] | TRUE
21 | 1.2205 | 7.7992 | 0.0035159 | 1000 | 0 | reclaimed_water_substitution_ratio | 0.65 | [None, 0.0] | [[250.0, 1000.0]] | TRUE
22 | 1.1695 | 5.4892 | 0.0068883 | 1000 | 0 | reclaimed_water_substitution_ratio | 0.65 | [None, 0.0] | [[250.0, 1000.0]] | TRUE
23 | 1.268 | 4.7199 | 0.005792 | 1000 | 0 | reclaimed_water_substitution_ratio | 0.65 | [None, 0.0] | [[250.0, 1000.0]] | TRUE
24 | 1.32 | 6.2416 | 0.0040293 | 1000 | 0 | reclaimed_water_substitution_ratio | 0.65 | [None, 0.0] | [[250.0, 1000.0]] | TRUE
25 | 1.2628 | 6.148 | 0.0067212 | 1000 | 0 | reclaimed_water_substitution_ratio | 0.65 | [None, 0.0] | [[250.0, 1000.0]] | TRUE
26 | 1.1627 | 8.5743 | 0.0038076 | 1000 | 0 | reclaimed_water_substitution_ratio | 0.65 | [None, 0.0] | [[250.0, 1000.0]] | TRUE
27 | 1.2216 | 5.2377 | 0.0014358 | 1000 | 0 | reclaimed_water_substitution_ratio | 0.65 | [None, 0.0] | [[250.0, 1000.0]] | TRUE
28 | 1.2161 | 8.733 | 0.0023384 | 1000 | 0 | reclaimed_water_substitution_ratio | 0.65 | [None, 0.0] | [[250.0, 1000.0]] | TRUE
29 | 1.2143 | 5.9559 | 0.0044045 | 1000 | 0 | reclaimed_water_substitution_ratio | 0.65 | [None, 0.0] | [[250.0, 1000.0]] | TRUE
30 | 1.1585 | 8.5925 | 0.0043039 | 1000 | 0 | reclaimed_water_substitution_ratio | 0.65 | [None, 0.0] | [[250.0, 1000.0]] | TRUE
31 | 1.1521 | 6.4194 | 0.0021553 | 1000 | 0 | reclaimed_water_substitution_ratio | 0.65 | [None, 0.0] | [[250.0, 1000.0]] | TRUE
32 | 1.2982 | 4.3083 | 0.0050935 | 1000 | 0 | reclaimed_water_substitution_ratio | 0.65 | [None, 0.0] | [[250.0, 1000.0]] | TRUE
33 | 1.1723 | 6.5485 | 0.0079612 | 1000 | 0 | reclaimed_water_substitution_ratio | 0.65 | [None, 0.0] | [[250.0, 1000.0]] | TRUE
34 | 1.2244 | 4.9958 | 0.0075107 | 1000 | 0 | reclaimed_water_substitution_ratio | 0.65 | [None, 0.0] | [[250.0, 1000.0]] | TRUE
35 | 1.2187 | 4.5027 | 0.0057539 | 1000 | 0 | reclaimed_water_substitution_ratio | 0.65 | [None, 0.0] | [[250.0, 1000.0]] | TRUE
36 | 1.1844 | 8.1836 | 0.0065371 | 1000 | 0 | reclaimed_water_substitution_ratio | 0.65 | [None, 0.0] | [[250.0, 1000.0]] | TRUE
37 | 1.3004 | 4.3372 | 0.0014594 | 1000 | 0 | reclaimed_water_substitution_ratio | 0.65 | [None, 0.0] | [[250.0, 1000.0]] | TRUE
38 | 1.2427 | 3.5976 | 0.005708 | 1000 | 0 | reclaimed_water_substitution_ratio | 0.65 | [None, 0.0] | [[250.0, 1000.0]] | TRUE
39 | 1.1897 | 8.4889 | 0.0079898 | 1000 | 0 | reclaimed_water_substitution_ratio | 0.65 | [None, 0.0] | [[250.0, 1000.0]] | TRUE

## 08_不确定性_co_probabilistic_thresh
sample_id | components.AI_DC1.base_pue | components.AI_DC1.cooling.cycles_of_concentration | components.AI_DC1.temperature_coefficient | maximum_safe_ai_capacity_mw | first_failed_capacity_mw | limiting_constraint | constraint_margin | threshold_interval_mw | feasible_intervals_mw | reentrant_feasibility
0 | 1.3505 | 3.519 | 0.0072165 | 1250 | 0 | reclaimed_water_substitution_ratio | 0.4 | [None, 0.0] | [[250.0, 1250.0]] | TRUE
1 | 1.3434 | 8.8446 | 0.0078541 | 1250 | 0 | reclaimed_water_substitution_ratio | 0.4 | [None, 0.0] | [[250.0, 1250.0]] | TRUE
2 | 1.3507 | 4.6317 | 0.0077688 | 1250 | 0 | reclaimed_water_substitution_ratio | 0.4 | [None, 0.0] | [[250.0, 1250.0]] | TRUE
3 | 1.1528 | 3.7844 | 0.0074497 | 1500 | 0 | reclaimed_water_substitution_ratio | 0.4 | [None, 0.0] | [[250.0, 1500.0]] | TRUE
4 | 1.2483 | 3.8522 | 0.0063527 | 1250 | 0 | reclaimed_water_substitution_ratio | 0.4 | [None, 0.0] | [[250.0, 1250.0]] | TRUE
5 | 1.1963 | 3.2528 | 0.0022828 | 1250 | 0 | reclaimed_water_substitution_ratio | 0.4 | [None, 0.0] | [[250.0, 1250.0]] | TRUE
6 | 1.3506 | 3.4304 | 0.0073616 | 1250 | 0 | reclaimed_water_substitution_ratio | 0.4 | [None, 0.0] | [[250.0, 1250.0]] | TRUE
7 | 1.2548 | 6.1178 | 0.00082158 | 1500 | 0 | reclaimed_water_substitution_ratio | 0.4 | [None, 0.0] | [[250.0, 1500.0]] | TRUE
8 | 1.3597 | 4.9088 | 0.0065171 | 1250 | 0 | reclaimed_water_substitution_ratio | 0.4 | [None, 0.0] | [[250.0, 1250.0]] | TRUE
9 | 1.1741 | 4.1706 | 0.00088072 | 1500 | 0 | reclaimed_water_substitution_ratio | 0.4 | [None, 0.0] | [[250.0, 1500.0]] | TRUE
10 | 1.2046 | 8.0918 | 0.0043676 | 1500 | 0 | reclaimed_water_substitution_ratio | 0.4 | [None, 0.0] | [[250.0, 1500.0]] | TRUE
11 | 1.218 | 5.7115 | 0.0031596 | 1500 | 0 | reclaimed_water_substitution_ratio | 0.4 | [None, 0.0] | [[250.0, 1500.0]] | TRUE
12 | 1.2071 | 5.4026 | 0.001058 | 1500 | 0 | reclaimed_water_substitution_ratio | 0.4 | [None, 0.0] | [[250.0, 1500.0]] | TRUE
13 | 1.2572 | 3.4261 | 0.0065153 | 1250 | 0 | reclaimed_water_substitution_ratio | 0.4 | [None, 0.0] | [[250.0, 1250.0]] | TRUE
14 | 1.3462 | 5.8081 | 0.0026585 | 1250 | 0 | reclaimed_water_substitution_ratio | 0.4 | [None, 0.0] | [[250.0, 1250.0]] | TRUE
15 | 1.2362 | 5.345 | 0.0014462 | 1500 | 0 | reclaimed_water_substitution_ratio | 0.4 | [None, 0.0] | [[250.0, 1500.0]] | TRUE
16 | 1.3167 | 5.4923 | 0.0076086 | 1250 | 0 | reclaimed_water_substitution_ratio | 0.4 | [None, 0.0] | [[250.0, 1250.0]] | TRUE
17 | 1.176 | 4.6728 | 0.0039235 | 1500 | 0 | reclaimed_water_substitution_ratio | 0.4 | [None, 0.0] | [[250.0, 1500.0]] | TRUE
18 | 1.3344 | 3.251 | 0.0058808 | 1250 | 0 | reclaimed_water_substitution_ratio | 0.4 | [None, 0.0] | [[250.0, 1250.0]] | TRUE
19 | 1.2565 | 4.0985 | 0.0045721 | 1250 | 0 | reclaimed_water_substitution_ratio | 0.4 | [None, 0.0] | [[250.0, 1250.0]] | TRUE
20 | 1.1608 | 5.3258 | 0.0052444 | 1500 | 0 | reclaimed_water_substitution_ratio | 0.4 | [None, 0.0] | [[250.0, 1500.0]] | TRUE
21 | 1.2205 | 7.7992 | 0.0035159 | 1500 | 0 | reclaimed_water_substitution_ratio | 0.4 | [None, 0.0] | [[250.0, 1500.0]] | TRUE
22 | 1.1695 | 5.4892 | 0.0068883 | 1500 | 0 | reclaimed_water_substitution_ratio | 0.4 | [None, 0.0] | [[250.0, 1500.0]] | TRUE
23 | 1.268 | 4.7199 | 0.005792 | 1250 | 0 | reclaimed_water_substitution_ratio | 0.4 | [None, 0.0] | [[250.0, 1250.0]] | TRUE
24 | 1.32 | 6.2416 | 0.0040293 | 1250 | 0 | reclaimed_water_substitution_ratio | 0.4 | [None, 0.0] | [[250.0, 1250.0]] | TRUE
25 | 1.2628 | 6.148 | 0.0067212 | 1500 | 0 | reclaimed_water_substitution_ratio | 0.4 | [None, 0.0] | [[250.0, 1500.0]] | TRUE
26 | 1.1627 | 8.5743 | 0.0038076 | 1500 | 0 | reclaimed_water_substitution_ratio | 0.4 | [None, 0.0] | [[250.0, 1500.0]] | TRUE
27 | 1.2216 | 5.2377 | 0.0014358 | 1500 | 0 | reclaimed_water_substitution_ratio | 0.4 | [None, 0.0] | [[250.0, 1500.0]] | TRUE
28 | 1.2161 | 8.733 | 0.0023384 | 1500 | 0 | reclaimed_water_substitution_ratio | 0.4 | [None, 0.0] | [[250.0, 1500.0]] | TRUE
29 | 1.2143 | 5.9559 | 0.0044045 | 1500 | 0 | reclaimed_water_substitution_ratio | 0.4 | [None, 0.0] | [[250.0, 1500.0]] | TRUE
30 | 1.1585 | 8.5925 | 0.0043039 | 1500 | 0 | reclaimed_water_substitution_ratio | 0.4 | [None, 0.0] | [[250.0, 1500.0]] | TRUE
31 | 1.1521 | 6.4194 | 0.0021553 | 1500 | 0 | reclaimed_water_substitution_ratio | 0.4 | [None, 0.0] | [[250.0, 1500.0]] | TRUE
32 | 1.2982 | 4.3083 | 0.0050935 | 1250 | 0 | reclaimed_water_substitution_ratio | 0.4 | [None, 0.0] | [[250.0, 1250.0]] | TRUE
33 | 1.1723 | 6.5485 | 0.0079612 | 1500 | 0 | reclaimed_water_substitution_ratio | 0.4 | [None, 0.0] | [[250.0, 1500.0]] | TRUE
34 | 1.2244 | 4.9958 | 0.0075107 | 1500 | 0 | reclaimed_water_substitution_ratio | 0.4 | [None, 0.0] | [[250.0, 1500.0]] | TRUE
35 | 1.2187 | 4.5027 | 0.0057539 | 1500 | 0 | reclaimed_water_substitution_ratio | 0.4 | [None, 0.0] | [[250.0, 1500.0]] | TRUE
36 | 1.1844 | 8.1836 | 0.0065371 | 1500 | 0 | reclaimed_water_substitution_ratio | 0.4 | [None, 0.0] | [[250.0, 1500.0]] | TRUE
37 | 1.3004 | 4.3372 | 0.0014594 | 1250 | 0 | reclaimed_water_substitution_ratio | 0.4 | [None, 0.0] | [[250.0, 1250.0]] | TRUE
38 | 1.2427 | 3.5976 | 0.005708 | 1250 | 0 | reclaimed_water_substitution_ratio | 0.4 | [None, 0.0] | [[250.0, 1250.0]] | TRUE
39 | 1.1897 | 8.4889 | 0.0079898 | 1500 | 0 | reclaimed_water_substitution_ratio | 0.4 | [None, 0.0] | [[250.0, 1500.0]] | TRUE

## 08_不确定性_ha_probabilistic_summar
samples | p05 | p50 | p95 | proposed_mw | exceedance_probability
40 | 750 | 1000 | 1000 | 1000 | 0.175

## 08_不确定性_co_probabilistic_summar
samples | p05 | p50 | p95 | proposed_mw | exceedance_probability
40 | 1250 | 1500 | 1500 | 1000 | 0

## 08_不确定性_ha_probabilistic_large
sample_id | components.AI_DC1.base_pue | components.AI_DC1.cooling.cycles_of_concentration | components.AI_DC1.temperature_coefficient | maximum_safe_ai_capacity_mw | first_failed_capacity_mw | limiting_constraint | constraint_margin | threshold_interval_mw | feasible_intervals_mw | reentrant_feasibility
0 | 1.3505 | 3.519 | 0.0072165 | 750 | 0 | reclaimed_water_substitution_ratio | 0.65 | [None, 0.0] | [[250.0, 750.0]] | TRUE
1 | 1.3434 | 8.8446 | 0.0078541 | 750 | 0 | reclaimed_water_substitution_ratio | 0.65 | [None, 0.0] | [[250.0, 750.0]] | TRUE
2 | 1.3507 | 4.6317 | 0.0077688 | 750 | 0 | reclaimed_water_substitution_ratio | 0.65 | [None, 0.0] | [[250.0, 750.0]] | TRUE
3 | 1.1528 | 3.7844 | 0.0074497 | 1000 | 0 | reclaimed_water_substitution_ratio | 0.65 | [None, 0.0] | [[250.0, 1000.0]] | TRUE
4 | 1.2483 | 3.8522 | 0.0063527 | 1000 | 0 | reclaimed_water_substitution_ratio | 0.65 | [None, 0.0] | [[250.0, 1000.0]] | TRUE
5 | 1.1963 | 3.2528 | 0.0022828 | 1000 | 0 | reclaimed_water_substitution_ratio | 0.65 | [None, 0.0] | [[250.0, 1000.0]] | TRUE
6 | 1.3506 | 3.4304 | 0.0073616 | 750 | 0 | reclaimed_water_substitution_ratio | 0.65 | [None, 0.0] | [[250.0, 750.0]] | TRUE
7 | 1.2548 | 6.1178 | 0.00082158 | 1000 | 0 | reclaimed_water_substitution_ratio | 0.65 | [None, 0.0] | [[250.0, 1000.0]] | TRUE
8 | 1.3597 | 4.9088 | 0.0065171 | 750 | 0 | reclaimed_water_substitution_ratio | 0.65 | [None, 0.0] | [[250.0, 750.0]] | TRUE
9 | 1.1741 | 4.1706 | 0.00088072 | 1000 | 0 | reclaimed_water_substitution_ratio | 0.65 | [None, 0.0] | [[250.0, 1000.0]] | TRUE
10 | 1.2046 | 8.0918 | 0.0043676 | 1000 | 0 | reclaimed_water_substitution_ratio | 0.65 | [None, 0.0] | [[250.0, 1000.0]] | TRUE
11 | 1.218 | 5.7115 | 0.0031596 | 1000 | 0 | reclaimed_water_substitution_ratio | 0.65 | [None, 0.0] | [[250.0, 1000.0]] | TRUE
12 | 1.2071 | 5.4026 | 0.001058 | 1000 | 0 | reclaimed_water_substitution_ratio | 0.65 | [None, 0.0] | [[250.0, 1000.0]] | TRUE
13 | 1.2572 | 3.4261 | 0.0065153 | 750 | 0 | reclaimed_water_substitution_ratio | 0.65 | [None, 0.0] | [[250.0, 750.0]] | TRUE
14 | 1.3462 | 5.8081 | 0.0026585 | 1000 | 0 | reclaimed_water_substitution_ratio | 0.65 | [None, 0.0] | [[250.0, 1000.0]] | TRUE
15 | 1.2362 | 5.345 | 0.0014462 | 1000 | 0 | reclaimed_water_substitution_ratio | 0.65 | [None, 0.0] | [[250.0, 1000.0]] | TRUE
16 | 1.3167 | 5.4923 | 0.0076086 | 1000 | 0 | reclaimed_water_substitution_ratio | 0.65 | [None, 0.0] | [[250.0, 1000.0]] | TRUE
17 | 1.176 | 4.6728 | 0.0039235 | 1000 | 0 | reclaimed_water_substitution_ratio | 0.65 | [None, 0.0] | [[250.0, 1000.0]] | TRUE
18 | 1.3344 | 3.251 | 0.0058808 | 750 | 0 | reclaimed_water_substitution_ratio | 0.65 | [None, 0.0] | [[250.0, 750.0]] | TRUE
19 | 1.2565 | 4.0985 | 0.0045721 | 1000 | 0 | reclaimed_water_substitution_ratio | 0.65 | [None, 0.0] | [[250.0, 1000.0]] | TRUE
20 | 1.1608 | 5.3258 | 0.0052444 | 1000 | 0 | reclaimed_water_substitution_ratio | 0.65 | [None, 0.0] | [[250.0, 1000.0]] | TRUE
21 | 1.2205 | 7.7992 | 0.0035159 | 1000 | 0 | reclaimed_water_substitution_ratio | 0.65 | [None, 0.0] | [[250.0, 1000.0]] | TRUE
22 | 1.1695 | 5.4892 | 0.0068883 | 1000 | 0 | reclaimed_water_substitution_ratio | 0.65 | [None, 0.0] | [[250.0, 1000.0]] | TRUE
23 | 1.268 | 4.7199 | 0.005792 | 1000 | 0 | reclaimed_water_substitution_ratio | 0.65 | [None, 0.0] | [[250.0, 1000.0]] | TRUE
24 | 1.32 | 6.2416 | 0.0040293 | 1000 | 0 | reclaimed_water_substitution_ratio | 0.65 | [None, 0.0] | [[250.0, 1000.0]] | TRUE
25 | 1.2628 | 6.148 | 0.0067212 | 1000 | 0 | reclaimed_water_substitution_ratio | 0.65 | [None, 0.0] | [[250.0, 1000.0]] | TRUE
26 | 1.1627 | 8.5743 | 0.0038076 | 1000 | 0 | reclaimed_water_substitution_ratio | 0.65 | [None, 0.0] | [[250.0, 1000.0]] | TRUE
27 | 1.2216 | 5.2377 | 0.0014358 | 1000 | 0 | reclaimed_water_substitution_ratio | 0.65 | [None, 0.0] | [[250.0, 1000.0]] | TRUE
28 | 1.2161 | 8.733 | 0.0023384 | 1000 | 0 | reclaimed_water_substitution_ratio | 0.65 | [None, 0.0] | [[250.0, 1000.0]] | TRUE
29 | 1.2143 | 5.9559 | 0.0044045 | 1000 | 0 | reclaimed_water_substitution_ratio | 0.65 | [None, 0.0] | [[250.0, 1000.0]] | TRUE
30 | 1.1585 | 8.5925 | 0.0043039 | 1000 | 0 | reclaimed_water_substitution_ratio | 0.65 | [None, 0.0] | [[250.0, 1000.0]] | TRUE
31 | 1.1521 | 6.4194 | 0.0021553 | 1000 | 0 | reclaimed_water_substitution_ratio | 0.65 | [None, 0.0] | [[250.0, 1000.0]] | TRUE
32 | 1.2982 | 4.3083 | 0.0050935 | 1000 | 0 | reclaimed_water_substitution_ratio | 0.65 | [None, 0.0] | [[250.0, 1000.0]] | TRUE
33 | 1.1723 | 6.5485 | 0.0079612 | 1000 | 0 | reclaimed_water_substitution_ratio | 0.65 | [None, 0.0] | [[250.0, 1000.0]] | TRUE
34 | 1.2244 | 4.9958 | 0.0075107 | 1000 | 0 | reclaimed_water_substitution_ratio | 0.65 | [None, 0.0] | [[250.0, 1000.0]] | TRUE
35 | 1.2187 | 4.5027 | 0.0057539 | 1000 | 0 | reclaimed_water_substitution_ratio | 0.65 | [None, 0.0] | [[250.0, 1000.0]] | TRUE
36 | 1.1844 | 8.1836 | 0.0065371 | 1000 | 0 | reclaimed_water_substitution_ratio | 0.65 | [None, 0.0] | [[250.0, 1000.0]] | TRUE
37 | 1.3004 | 4.3372 | 0.0014594 | 1000 | 0 | reclaimed_water_substitution_ratio | 0.65 | [None, 0.0] | [[250.0, 1000.0]] | TRUE
38 | 1.2427 | 3.5976 | 0.005708 | 1000 | 0 | reclaimed_water_substitution_ratio | 0.65 | [None, 0.0] | [[250.0, 1000.0]] | TRUE
39 | 1.1897 | 8.4889 | 0.0079898 | 1000 | 0 | reclaimed_water_substitution_ratio | 0.65 | [None, 0.0] | [[250.0, 1000.0]] | TRUE
40 | 1.2912 | 5.4722 | 0.0053919 | 1000 | 0 | reclaimed_water_substitution_ratio | 0.65 | [None, 0.0] | [[250.0, 1000.0]] | TRUE
41 | 1.3032 | 5.4114 | 0.0065079 | 1000 | 0 | reclaimed_water_substitution_ratio | 0.65 | [None, 0.0] | [[250.0, 1000.0]] | TRUE
42 | 1.1274 | 7.0099 | 0.00071805 | 1250 | 0 | reclaimed_water_substitution_ratio | 0.65 | [None, 0.0] | [[250.0, 1250.0]] | TRUE
43 | 1.2792 | 4.6187 | 0.0067427 | 1000 | 0 | reclaimed_water_substitution_ratio | 0.65 | [None, 0.0] | [[250.0, 1000.0]] | TRUE
44 | 1.1213 | 6.0876 | 0.0051468 | 1000 | 0 | reclaimed_water_substitution_ratio | 0.65 | [None, 0.0] | [[250.0, 1000.0]] | TRUE
45 | 1.2046 | 8.2685 | 0.0075742 | 1000 | 0 | reclaimed_water_substitution_ratio | 0.65 | [None, 0.0] | [[250.0, 1000.0]] | TRUE
46 | 1.2242 | 8.3278 | 0.00098681 | 1000 | 0 | reclaimed_water_substitution_ratio | 0.65 | [None, 0.0] | [[250.0, 1000.0]] | TRUE
47 | 1.3134 | 3.7248 | 0.0055736 | 750 | 0 | reclaimed_water_substitution_ratio | 0.65 | [None, 0.0] | [[250.0, 750.0]] | TRUE
48 | 1.2015 | 5.5146 | 0.0077431 | 1000 | 0 | reclaimed_water_substitution_ratio | 0.65 | [None, 0.0] | [[250.0, 1000.0]] | TRUE
49 | 1.2338 | 6.756 | 0.0064742 | 1000 | 0 | reclaimed_water_substitution_ratio | 0.65 | [None, 0.0] | [[250.0, 1000.0]] | TRUE
50 | 1.2874 | 5.4086 | 0.0022345 | 1000 | 0 | reclaimed_water_substitution_ratio | 0.65 | [None, 0.0] | [[250.0, 1000.0]] | TRUE
51 | 1.3398 | 7.1095 | 0.0061887 | 1000 | 0 | reclaimed_water_substitution_ratio | 0.65 | [None, 0.0] | [[250.0, 1000.0]] | TRUE
52 | 1.2059 | 4.6457 | 0.0044763 | 1000 | 0 | reclaimed_water_substitution_ratio | 0.65 | [None, 0.0] | [[250.0, 1000.0]] | TRUE
53 | 1.3552 | 3.9831 | 0.0040465 | 1000 | 0 | reclaimed_water_substitution_ratio | 0.65 | [None, 0.0] | [[250.0, 1000.0]] | TRUE
54 | 1.2685 | 8.4392 | 0.0041865 | 1000 | 0 | reclaimed_water_substitution_ratio | 0.65 | [None, 0.0] | [[250.0, 1000.0]] | TRUE
55 | 1.2714 | 3.8041 | 0.0063828 | 1000 | 0 | reclaimed_water_substitution_ratio | 0.65 | [None, 0.0] | [[250.0, 1000.0]] | TRUE
56 | 1.3203 | 4.7538 | 0.0069327 | 1000 | 0 | reclaimed_water_substitution_ratio | 0.65 | [None, 0.0] | [[250.0, 1000.0]] | TRUE
57 | 1.3053 | 7.5229 | 0.0069823 | 1000 | 0 | reclaimed_water_substitution_ratio | 0.65 | [None, 0.0] | [[250.0, 1000.0]] | TRUE
58 | 1.2991 | 8.0464 | 0.0048691 | 1000 | 0 | reclaimed_water_substitution_ratio | 0.65 | [None, 0.0] | [[250.0, 1000.0]] | TRUE
59 | 1.2175 | 5.66 | 0.0036671 | 1000 | 0 | reclaimed_water_substitution_ratio | 0.65 | [None, 0.0] | [[250.0, 1000.0]] | TRUE
60 | 1.3033 | 7.6759 | 0.0040619 | 1000 | 0 | reclaimed_water_substitution_ratio | 0.65 | [None, 0.0] | [[250.0, 1000.0]] | TRUE
61 | 1.1288 | 8.4159 | 0.0039466 | 1000 | 0 | reclaimed_water_substitution_ratio | 0.65 | [None, 0.0] | [[250.0, 1000.0]] | TRUE
62 | 1.345 | 5.9902 | 0.0028357 | 1000 | 0 | reclaimed_water_substitution_ratio | 0.65 | [None, 0.0] | [[250.0, 1000.0]] | TRUE
63 | 1.1959 | 5.0447 | 0.0050535 | 1000 | 0 | reclaimed_water_substitution_ratio | 0.65 | [None, 0.0] | [[250.0, 1000.0]] | TRUE
64 | 1.1573 | 5.8381 | 0.0033525 | 1000 | 0 | reclaimed_water_substitution_ratio | 0.65 | [None, 0.0] | [[250.0, 1000.0]] | TRUE
65 | 1.334 | 8.6211 | 0.0060844 | 1000 | 0 | reclaimed_water_substitution_ratio | 0.65 | [None, 0.0] | [[250.0, 1000.0]] | TRUE
66 | 1.1822 | 3.6904 | 0.0013871 | 1000 | 0 | reclaimed_water_substitution_ratio | 0.65 | [None, 0.0] | [[250.0, 1000.0]] | TRUE
67 | 1.2987 | 8.045 | 0.00095144 | 1000 | 0 | reclaimed_water_substitution_ratio | 0.65 | [None, 0.0] | [[250.0, 1000.0]] | TRUE
68 | 1.3435 | 4.4729 | 0.0006762 | 1000 | 0 | reclaimed_water_substitution_ratio | 0.65 | [None, 0.0] | [[250.0, 1000.0]] | TRUE
69 | 1.1405 | 5.1282 | 0.0019218 | 1000 | 0 | reclaimed_water_substitution_ratio | 0.65 | [None, 0.0] | [[250.0, 1000.0]] | TRUE
70 | 1.202 | 7.2927 | 0.0076962 | 1000 | 0 | reclaimed_water_substitution_ratio | 0.65 | [None, 0.0] | [[250.0, 1000.0]] | TRUE
71 | 1.261 | 7.7658 | 0.006595 | 1000 | 0 | reclaimed_water_substitution_ratio | 0.65 | [None, 0.0] | [[250.0, 1000.0]] | TRUE
72 | 1.2 | 6.0449 | 0.0069789 | 1000 | 0 | reclaimed_water_substitution_ratio | 0.65 | [None, 0.0] | [[250.0, 1000.0]] | TRUE
73 | 1.3104 | 5.9298 | 0.0022174 | 1000 | 0 | reclaimed_water_substitution_ratio | 0.65 | [None, 0.0] | [[250.0, 1000.0]] | TRUE
74 | 1.2324 | 7.7087 | 0.0056804 | 1000 | 0 | reclaimed_water_substitution_ratio | 0.65 | [None, 0.0] | [[250.0, 1000.0]] | TRUE
75 | 1.3079 | 4.2468 | 0.0032475 | 1000 | 0 | reclaimed_water_substitution_ratio | 0.65 | [None, 0.0] | [[250.0, 1000.0]] | TRUE
76 | 1.2782 | 7.5804 | 0.0016576 | 1000 | 0 | reclaimed_water_substitution_ratio | 0.65 | [None, 0.0] | [[250.0, 1000.0]] | TRUE
77 | 1.3584 | 4.3786 | 0.0053724 | 1000 | 0 | reclaimed_water_substitution_ratio | 0.65 | [None, 0.0] | [[250.0, 1000.0]] | TRUE
78 | 1.1536 | 6.3963 | 0.0063653 | 1000 | 0 | reclaimed_water_substitution_ratio | 0.65 | [None, 0.0] | [[250.0, 1000.0]] | TRUE
79 | 1.1302 | 5.0198 | 0.0049553 | 1000 | 0 | reclaimed_water_substitution_ratio | 0.65 | [None, 0.0] | [[250.0, 1000.0]] | TRUE
80 | 1.2552 | 6.8932 | 0.0057753 | 1000 | 0 | reclaimed_water_substitution_ratio | 0.65 | [None, 0.0] | [[250.0, 1000.0]] | TRUE
81 | 1.336 | 6.5208 | 0.0044865 | 1000 | 0 | reclaimed_water_substitution_ratio | 0.65 | [None, 0.0] | [[250.0, 1000.0]] | TRUE
82 | 1.3276 | 6.47 | 0.00092426 | 1000 | 0 | reclaimed_water_substitution_ratio | 0.65 | [None, 0.0] | [[250.0, 1000.0]] | TRUE
83 | 1.2139 | 6.3549 | 0.0031846 | 1000 | 0 | reclaimed_water_substitution_ratio | 0.65 | [None, 0.0] | [[250.0, 1000.0]] | TRUE
84 | 1.231 | 8.5412 | 0.0024917 | 1000 | 0 | reclaimed_water_substitution_ratio | 0.65 | [None, 0.0] | [[250.0, 1000.0]] | TRUE
85 | 1.2384 | 8.4526 | 0.0011539 | 1000 | 0 | reclaimed_water_substitution_ratio | 0.65 | [None, 0.0] | [[250.0, 1000.0]] | TRUE
86 | 1.3172 | 4.7432 | 0.0014055 | 1000 | 0 | reclaimed_water_substitution_ratio | 0.65 | [None, 0.0] | [[250.0, 1000.0]] | TRUE
87 | 1.1607 | 6.3709 | 0.0044885 | 1000 | 0 | reclaimed_water_substitution_ratio | 0.65 | [None, 0.0] | [[250.0, 1000.0]] | TRUE
88 | 1.1751 | 5.5053 | 0.00051978 | 1000 | 0 | reclaimed_water_substitution_ratio | 0.65 | [None, 0.0] | [[250.0, 1000.0]] | TRUE
89 | 1.2899 | 5.472 | 0.0035103 | 1000 | 0 | reclaimed_water_substitution_ratio | 0.65 | [None, 0.0] | [[250.0, 1000.0]] | TRUE
90 | 1.24 | 8.6778 | 0.0061391 | 1000 | 0 | reclaimed_water_substitution_ratio | 0.65 | [None, 0.0] | [[250.0, 1000.0]] | TRUE
91 | 1.2704 | 4.1473 | 0.0068149 | 1000 | 0 | reclaimed_water_substitution_ratio | 0.65 | [None, 0.0] | [[250.0, 1000.0]] | TRUE
92 | 1.3329 | 6.3878 | 0.0044337 | 1000 | 0 | reclaimed_water_substitution_ratio | 0.65 | [None, 0.0] | [[250.0, 1000.0]] | TRUE
93 | 1.1242 | 3.7087 | 0.001231 | 1000 | 0 | reclaimed_water_substitution_ratio | 0.65 | [None, 0.0] | [[250.0, 1000.0]] | TRUE
94 | 1.1972 | 5.8237 | 0.0039462 | 1000 | 0 | reclaimed_water_substitution_ratio | 0.65 | [None, 0.0] | [[250.0, 1000.0]] | TRUE
95 | 1.1742 | 4.0511 | 0.0051909 | 1000 | 0 | reclaimed_water_substitution_ratio | 0.65 | [None, 0.0] | [[250.0, 1000.0]] | TRUE
96 | 1.1967 | 5.5134 | 0.0048237 | 1000 | 0 | reclaimed_water_substitution_ratio | 0.65 | [None, 0.0] | [[250.0, 1000.0]] | TRUE
97 | 1.1749 | 7.905 | 0.0067235 | 1000 | 0 | reclaimed_water_substitution_ratio | 0.65 | [None, 0.0] | [[250.0, 1000.0]] | TRUE
98 | 1.2687 | 8.46 | 0.00050615 | 1000 | 0 | reclaimed_water_substitution_ratio | 0.65 | [None, 0.0] | [[250.0, 1000.0]] | TRUE
99 | 1.155 | 5.2816 | 0.0049024 | 1000 | 0 | reclaimed_water_substitution_ratio | 0.65 | [None, 0.0] | [[250.0, 1000.0]] | TRUE
100 | 1.1692 | 6.0335 | 0.0069373 | 1000 | 0 | reclaimed_water_substitution_ratio | 0.65 | [None, 0.0] | [[250.0, 1000.0]] | TRUE
101 | 1.2768 | 4.6673 | 0.0076049 | 1000 | 0 | reclaimed_water_substitution_ratio | 0.65 | [None, 0.0] | [[250.0, 1000.0]] | TRUE
102 | 1.2257 | 4.181 | 0.0023097 | 1000 | 0 | reclaimed_water_substitution_ratio | 0.65 | [None, 0.0] | [[250.0, 1000.0]] | TRUE
103 | 1.2817 | 5.1709 | 0.0052679 | 1000 | 0 | reclaimed_water_substitution_ratio | 0.65 | [None, 0.0] | [[250.0, 1000.0]] | TRUE
104 | 1.143 | 7.7496 | 0.0054142 | 1000 | 0 | reclaimed_water_substitution_ratio | 0.65 | [None, 0.0] | [[250.0, 1000.0]] | TRUE
105 | 1.1353 | 5.8067 | 0.0044004 | 1000 | 0 | reclaimed_water_substitution_ratio | 0.65 | [None, 0.0] | [[250.0, 1000.0]] | TRUE
106 | 1.2684 | 6.1854 | 0.0032205 | 1000 | 0 | reclaimed_water_substitution_ratio | 0.65 | [None, 0.0] | [[250.0, 1000.0]] | TRUE
107 | 1.3561 | 3.6302 | 0.0025471 | 750 | 0 | reclaimed_water_substitution_ratio | 0.65 | [None, 0.0] | [[250.0, 750.0]] | TRUE
108 | 1.3153 | 7.1619 | 0.004708 | 1000 | 0 | reclaimed_water_substitution_ratio | 0.65 | [None, 0.0] | [[250.0, 1000.0]] | TRUE
109 | 1.1231 | 7.5068 | 0.0015872 | 1250 | 0 | reclaimed_water_substitution_ratio | 0.65 | [None, 0.0] | [[250.0, 1250.0]] | TRUE
110 | 1.2336 | 8.4642 | 0.0020662 | 1000 | 0 | reclaimed_water_substitution_ratio | 0.65 | [None, 0.0] | [[250.0, 1000.0]] | TRUE
111 | 1.2008 | 8.1971 | 0.0074521 | 1000 | 0 | reclaimed_water_substitution_ratio | 0.65 | [None, 0.0] | [[250.0, 1000.0]] | TRUE
112 | 1.301 | 4.0145 | 0.0061383 | 1000 | 0 | reclaimed_water_substitution_ratio | 0.65 | [None, 0.0] | [[250.0, 1000.0]] | TRUE
113 | 1.1402 | 5.446 | 0.0026975 | 1000 | 0 | reclaimed_water_substitution_ratio | 0.65 | [None, 0.0] | [[250.0, 1000.0]] | TRUE
114 | 1.2769 | 8.1775 | 0.0048429 | 1000 | 0 | reclaimed_water_substitution_ratio | 0.65 | [None, 0.0] | [[250.0, 1000.0]] | TRUE
115 | 1.1256 | 4.4656 | 0.0017763 | 1250 | 0 | reclaimed_water_substitution_ratio | 0.65 | [None, 0.0] | [[250.0, 1250.0]] | TRUE
116 | 1.1219 | 3.5122 | 0.0050796 | 1000 | 0 | reclaimed_water_substitution_ratio | 0.65 | [None, 0.0] | [[250.0, 1000.0]] | TRUE
117 | 1.2771 | 6.7738 | 0.0052358 | 1000 | 0 | reclaimed_water_substitution_ratio | 0.65 | [None, 0.0] | [[250.0, 1000.0]] | TRUE
118 | 1.3111 | 8.2048 | 0.0044491 | 1000 | 0 | reclaimed_water_substitution_ratio | 0.65 | [None, 0.0] | [[250.0, 1000.0]] | TRUE
119 | 1.1637 | 8.9565 | 0.0044414 | 1000 | 0 | reclaimed_water_substitution_ratio | 0.65 | [None, 0.0] | [[250.0, 1000.0]] | TRUE
120 | 1.3009 | 8.3585 | 0.0018683 | 1000 | 0 | reclaimed_water_substitution_ratio | 0.65 | [None, 0.0] | [[250.0, 1000.0]] | TRUE
121 | 1.2649 | 5.6675 | 0.007867 | 1000 | 0 | reclaimed_water_substitution_ratio | 0.65 | [None, 0.0] | [[250.0, 1000.0]] | TRUE
122 | 1.3117 | 3.1556 | 0.0010522 | 750 | 0 | reclaimed_water_substitution_ratio | 0.65 | [None, 0.0] | [[250.0, 750.0]] | TRUE
123 | 1.3501 | 8.6614 | 0.00061118 | 1000 | 0 | reclaimed_water_substitution_ratio | 0.65 | [None, 0.0] | [[250.0, 1000.0]] | TRUE
124 | 1.1715 | 8.6178 | 0.0063698 | 1000 | 0 | reclaimed_water_substitution_ratio | 0.65 | [None, 0.0] | [[250.0, 1000.0]] | TRUE
125 | 1.3355 | 8.0633 | 0.0018606 | 1000 | 0 | reclaimed_water_substitution_ratio | 0.65 | [None, 0.0] | [[250.0, 1000.0]] | TRUE
126 | 1.3424 | 6.9347 | 0.0059139 | 1000 | 0 | reclaimed_water_substitution_ratio | 0.65 | [None, 0.0] | [[250.0, 1000.0]] | TRUE
127 | 1.36 | 6.9733 | 0.007441 | 750 | 0 | reclaimed_water_substitution_ratio | 0.65 | [None, 0.0] | [[250.0, 750.0]] | TRUE
128 | 1.2625 | 3.571 | 0.0066599 | 1000 | 0 | reclaimed_water_substitution_ratio | 0.65 | [None, 0.0] | [[250.0, 1000.0]] | TRUE
129 | 1.1353 | 8.877 | 0.0063519 | 1000 | 0 | reclaimed_water_substitution_ratio | 0.65 | [None, 0.0] | [[250.0, 1000.0]] | TRUE
130 | 1.1362 | 6.7652 | 0.0035112 | 1000 | 0 | reclaimed_water_substitution_ratio | 0.65 | [None, 0.0] | [[250.0, 1000.0]] | TRUE
131 | 1.169 | 3.9882 | 0.0031338 | 1000 | 0 | reclaimed_water_substitution_ratio | 0.65 | [None, 0.0] | [[250.0, 1000.0]] | TRUE
132 | 1.2803 | 5.3154 | 0.0039147 | 1000 | 0 | reclaimed_water_substitution_ratio | 0.65 | [None, 0.0] | [[250.0, 1000.0]] | TRUE
133 | 1.3514 | 5.192 | 0.0014172 | 1000 | 0 | reclaimed_water_substitution_ratio | 0.65 | [None, 0.0] | [[250.0, 1000.0]] | TRUE
134 | 1.2834 | 7.2305 | 0.0049836 | 1000 | 0 | reclaimed_water_substitution_ratio | 0.65 | [None, 0.0] | [[250.0, 1000.0]] | TRUE
135 | 1.2679 | 3.7321 | 0.0012653 | 1000 | 0 | reclaimed_water_substitution_ratio | 0.65 | [None, 0.0] | [[250.0, 1000.0]] | TRUE
136 | 1.2843 | 6.2559 | 0.0038189 | 1000 | 0 | reclaimed_water_substitution_ratio | 0.65 | [None, 0.0] | [[250.0, 1000.0]] | TRUE
137 | 1.283 | 5.4215 | 0.0071484 | 1000 | 0 | reclaimed_water_substitution_ratio | 0.65 | [None, 0.0] | [[250.0, 1000.0]] | TRUE
138 | 1.1557 | 7.6722 | 0.0075116 | 1000 | 0 | reclaimed_water_substitution_ratio | 0.65 | [None, 0.0] | [[250.0, 1000.0]] | TRUE
139 | 1.2598 | 6.0294 | 0.0033303 | 1000 | 0 | reclaimed_water_substitution_ratio | 0.65 | [None, 0.0] | [[250.0, 1000.0]] | TRUE
140 | 1.2816 | 4.9125 | 0.0017735 | 1000 | 0 | reclaimed_water_substitution_ratio | 0.65 | [None, 0.0] | [[250.0, 1000.0]] | TRUE
141 | 1.3544 | 8.9047 | 0.0030222 | 1000 | 0 | reclaimed_water_substitution_ratio | 0.65 | [None, 0.0] | [[250.0, 1000.0]] | TRUE
142 | 1.3463 | 8.24 | 0.0013968 | 1000 | 0 | reclaimed_water_substitution_ratio | 0.65 | [None, 0.0] | [[250.0, 1000.0]] | TRUE
143 | 1.1419 | 5.5729 | 0.0057335 | 1000 | 0 | reclaimed_water_substitution_ratio | 0.65 | [None, 0.0] | [[250.0, 1000.0]] | TRUE
144 | 1.2562 | 5.6714 | 0.0043325 | 1000 | 0 | reclaimed_water_substitution_ratio | 0.65 | [None, 0.0] | [[250.0, 1000.0]] | TRUE
145 | 1.1425 | 4.3205 | 0.0070375 | 1000 | 0 | reclaimed_water_substitution_ratio | 0.65 | [None, 0.0] | [[250.0, 1000.0]] | TRUE
146 | 1.2373 | 5.3937 | 0.0061774 | 1000 | 0 | reclaimed_water_substitution_ratio | 0.65 | [None, 0.0] | [[250.0, 1000.0]] | TRUE
147 | 1.1577 | 5.4354 | 0.0010111 | 1000 | 0 | reclaimed_water_substitution_ratio | 0.65 | [None, 0.0] | [[250.0, 1000.0]] | TRUE
148 | 1.2926 | 5.5199 | 0.0061694 | 1000 | 0 | reclaimed_water_substitution_ratio | 0.65 | [None, 0.0] | [[250.0, 1000.0]] | TRUE
149 | 1.3555 | 5.175 | 0.00051898 | 1000 | 0 | reclaimed_water_substitution_ratio | 0.65 | [None, 0.0] | [[250.0, 1000.0]] | TRUE
150 | 1.2004 | 4.2294 | 0.0046763 | 1000 | 0 | reclaimed_water_substitution_ratio | 0.65 | [None, 0.0] | [[250.0, 1000.0]] | TRUE
151 | 1.336 | 4.0118 | 0.005239 | 1000 | 0 | reclaimed_water_substitution_ratio | 0.65 | [None, 0.0] | [[250.0, 1000.0]] | TRUE
152 | 1.1936 | 5.2973 | 0.003698 | 1000 | 0 | reclaimed_water_substitution_ratio | 0.65 | [None, 0.0] | [[250.0, 1000.0]] | TRUE
153 | 1.1714 | 7.3953 | 0.0063023 | 1000 | 0 | reclaimed_water_substitution_ratio | 0.65 | [None, 0.0] | [[250.0, 1000.0]] | TRUE
154 | 1.3023 | 5.82 | 0.0041834 | 1000 | 0 | reclaimed_water_substitution_ratio | 0.65 | [None, 0.0] | [[250.0, 1000.0]] | TRUE
155 | 1.2718 | 8.0047 | 0.00519 | 1000 | 0 | reclaimed_water_substitution_ratio | 0.65 | [None, 0.0] | [[250.0, 1000.0]] | TRUE
156 | 1.2075 | 5.0699 | 0.0011403 | 1000 | 0 | reclaimed_water_substitution_ratio | 0.65 | [None, 0.0] | [[250.0, 1000.0]] | TRUE
157 | 1.258 | 5.1321 | 0.0077538 | 1000 | 0 | reclaimed_water_substitution_ratio | 0.65 | [None, 0.0] | [[250.0, 1000.0]] | TRUE
158 | 1.3048 | 4.1032 | 0.0038169 | 1000 | 0 | reclaimed_water_substitution_ratio | 0.65 | [None, 0.0] | [[250.0, 1000.0]] | TRUE
159 | 1.2423 | 3.8996 | 0.0043177 | 1000 | 0 | reclaimed_water_substitution_ratio | 0.65 | [None, 0.0] | [[250.0, 1000.0]] | TRUE
160 | 1.233 | 4.9881 | 0.003814 | 1000 | 0 | reclaimed_water_substitution_ratio | 0.65 | [None, 0.0] | [[250.0, 1000.0]] | TRUE
161 | 1.2252 | 5.8805 | 0.0051766 | 1000 | 0 | reclaimed_water_substitution_ratio | 0.65 | [None, 0.0] | [[250.0, 1000.0]] | TRUE
162 | 1.2342 | 4.6772 | 0.0063112 | 1000 | 0 | reclaimed_water_substitution_ratio | 0.65 | [None, 0.0] | [[250.0, 1000.0]] | TRUE
163 | 1.2128 | 5.2206 | 0.0037667 | 1000 | 0 | reclaimed_water_substitution_ratio | 0.65 | [None, 0.0] | [[250.0, 1000.0]] | TRUE
164 | 1.2226 | 4.3785 | 0.0011264 | 1000 | 0 | reclaimed_water_substitution_ratio | 0.65 | [None, 0.0] | [[250.0, 1000.0]] | TRUE
165 | 1.2267 | 4.9107 | 0.0031544 | 1000 | 0 | reclaimed_water_substitution_ratio | 0.65 | [None, 0.0] | [[250.0, 1000.0]] | TRUE
166 | 1.1811 | 4.7451 | 0.0075409 | 1000 | 0 | reclaimed_water_substitution_ratio | 0.65 | [None, 0.0] | [[250.0, 1000.0]] | TRUE
167 | 1.2501 | 5.8639 | 0.0025055 | 1000 | 0 | reclaimed_water_substitution_ratio | 0.65 | [None, 0.0] | [[250.0, 1000.0]] | TRUE
168 | 1.2268 | 6.471 | 0.0015008 | 1000 | 0 | reclaimed_water_substitution_ratio | 0.65 | [None, 0.0] | [[250.0, 1000.0]] | TRUE
169 | 1.1269 | 6.4813 | 0.0019159 | 1250 | 0 | reclaimed_water_substitution_ratio | 0.65 | [None, 0.0] | [[250.0, 1250.0]] | TRUE
170 | 1.154 | 8.4118 | 0.0015655 | 1000 | 0 | reclaimed_water_substitution_ratio | 0.65 | [None, 0.0] | [[250.0, 1000.0]] | TRUE
171 | 1.2812 | 6.6921 | 0.0019816 | 1000 | 0 | reclaimed_water_substitution_ratio | 0.65 | [None, 0.0] | [[250.0, 1000.0]] | TRUE
172 | 1.208 | 3.3949 | 0.00074457 | 1000 | 0 | reclaimed_water_substitution_ratio | 0.65 | [None, 0.0] | [[250.0, 1000.0]] | TRUE
173 | 1.2632 | 5.1939 | 0.0053744 | 1000 | 0 | reclaimed_water_substitution_ratio | 0.65 | [None, 0.0] | [[250.0, 1000.0]] | TRUE
174 | 1.1765 | 5.0932 | 0.0023181 | 1000 | 0 | reclaimed_water_substitution_ratio | 0.65 | [None, 0.0] | [[250.0, 1000.0]] | TRUE
175 | 1.1968 | 6.2907 | 0.0073048 | 1000 | 0 | reclaimed_water_substitution_ratio | 0.65 | [None, 0.0] | [[250.0, 1000.0]] | TRUE
176 | 1.1744 | 6.7955 | 0.0060766 | 1000 | 0 | reclaimed_water_substitution_ratio | 0.65 | [None, 0.0] | [[250.0, 1000.0]] | TRUE
177 | 1.2245 | 8.5723 | 0.0038555 | 1000 | 0 | reclaimed_water_substitution_ratio | 0.65 | [None, 0.0] | [[250.0, 1000.0]] | TRUE
178 | 1.216 | 4.8104 | 0.0046848 | 1000 | 0 | reclaimed_water_substitution_ratio | 0.65 | [None, 0.0] | [[250.0, 1000.0]] | TRUE
179 | 1.2831 | 6.8417 | 0.0047434 | 1000 | 0 | reclaimed_water_substitution_ratio | 0.65 | [None, 0.0] | [[250.0, 1000.0]] | TRUE
180 | 1.2374 | 4.5452 | 0.0023703 | 1000 | 0 | reclaimed_water_substitution_ratio | 0.65 | [None, 0.0] | [[250.0, 1000.0]] | TRUE
181 | 1.1614 | 7.9527 | 0.0043182 | 1000 | 0 | reclaimed_water_substitution_ratio | 0.65 | [None, 0.0] | [[250.0, 1000.0]] | TRUE
182 | 1.1299 | 3.4735 | 0.0051674 | 1000 | 0 | reclaimed_water_substitution_ratio | 0.65 | [None, 0.0] | [[250.0, 1000.0]] | TRUE
183 | 1.2675 | 5.0375 | 0.0029183 | 1000 | 0 | reclaimed_water_substitution_ratio | 0.65 | [None, 0.0] | [[250.0, 1000.0]] | TRUE
184 | 1.3573 | 4.4543 | 0.0047664 | 1000 | 0 | reclaimed_water_substitution_ratio | 0.65 | [None, 0.0] | [[250.0, 1000.0]] | TRUE
185 | 1.2415 | 7.2868 | 0.0058375 | 1000 | 0 | reclaimed_water_substitution_ratio | 0.65 | [None, 0.0] | [[250.0, 1000.0]] | TRUE
186 | 1.2671 | 3.2703 | 0.0027537 | 1000 | 0 | reclaimed_water_substitution_ratio | 0.65 | [None, 0.0] | [[250.0, 1000.0]] | TRUE
187 | 1.1294 | 4.3088 | 0.0065128 | 1000 | 0 | reclaimed_water_substitution_ratio | 0.65 | [None, 0.0] | [[250.0, 1000.0]] | TRUE
188 | 1.242 | 6.2651 | 0.0013095 | 1000 | 0 | reclaimed_water_substitution_ratio | 0.65 | [None, 0.0] | [[250.0, 1000.0]] | TRUE
189 | 1.2068 | 4.052 | 0.0061492 | 1000 | 0 | reclaimed_water_substitution_ratio | 0.65 | [None, 0.0] | [[250.0, 1000.0]] | TRUE
190 | 1.3331 | 6.2719 | 0.0027208 | 1000 | 0 | reclaimed_water_substitution_ratio | 0.65 | [None, 0.0] | [[250.0, 1000.0]] | TRUE
191 | 1.2567 | 7.5553 | 0.00072005 | 1000 | 0 | reclaimed_water_substitution_ratio | 0.65 | [None, 0.0] | [[250.0, 1000.0]] | TRUE
192 | 1.1234 | 5.4334 | 0.0065305 | 1000 | 0 | reclaimed_water_substitution_ratio | 0.65 | [None, 0.0] | [[250.0, 1000.0]] | TRUE
193 | 1.3065 | 3.7181 | 0.0016831 | 1000 | 0 | reclaimed_water_substitution_ratio | 0.65 | [None, 0.0] | [[250.0, 1000.0]] | TRUE
194 | 1.2076 | 6.2754 | 0.0018016 | 1000 | 0 | reclaimed_water_substitution_ratio | 0.65 | [None, 0.0] | [[250.0, 1000.0]] | TRUE
195 | 1.3155 | 6.5209 | 0.0019487 | 1000 | 0 | reclaimed_water_substitution_ratio | 0.65 | [None, 0.0] | [[250.0, 1000.0]] | TRUE
196 | 1.2545 | 6.0784 | 0.00085387 | 1000 | 0 | reclaimed_water_substitution_ratio | 0.65 | [None, 0.0] | [[250.0, 1000.0]] | TRUE
197 | 1.1611 | 5.3828 | 0.0066173 | 1000 | 0 | reclaimed_water_substitution_ratio | 0.65 | [None, 0.0] | [[250.0, 1000.0]] | TRUE
198 | 1.2919 | 4.4667 | 0.0038305 | 1000 | 0 | reclaimed_water_substitution_ratio | 0.65 | [None, 0.0] | [[250.0, 1000.0]] | TRUE
199 | 1.305 | 5.8108 | 0.0031992 | 1000 | 0 | reclaimed_water_substitution_ratio | 0.65 | [None, 0.0] | [[250.0, 1000.0]] | TRUE
200 | 1.2868 | 3.8879 | 0.003233 | 1000 | 0 | reclaimed_water_substitution_ratio | 0.65 | [None, 0.0] | [[250.0, 1000.0]] | TRUE
201 | 1.1272 | 6.7031 | 0.0077724 | 1000 | 0 | reclaimed_water_substitution_ratio | 0.65 | [None, 0.0] | [[250.0, 1000.0]] | TRUE
202 | 1.272 | 8.4275 | 0.0017835 | 1000 | 0 | reclaimed_water_substitution_ratio | 0.65 | [None, 0.0] | [[250.0, 1000.0]] | TRUE
203 | 1.3336 | 6.6662 | 0.0022901 | 1000 | 0 | reclaimed_water_substitution_ratio | 0.65 | [None, 0.0] | [[250.0, 1000.0]] | TRUE
204 | 1.2359 | 8.6111 | 0.0036097 | 1000 | 0 | reclaimed_water_substitution_ratio | 0.65 | [None, 0.0] | [[250.0, 1000.0]] | TRUE
205 | 1.2298 | 8.7006 | 0.0063247 | 1000 | 0 | reclaimed_water_substitution_ratio | 0.65 | [None, 0.0] | [[250.0, 1000.0]] | TRUE
206 | 1.137 | 4.6762 | 0.0033166 | 1000 | 0 | reclaimed_water_substitution_ratio | 0.65 | [None, 0.0] | [[250.0, 1000.0]] | TRUE
207 | 1.1948 | 8.6751 | 0.0024633 | 1000 | 0 | reclaimed_water_substitution_ratio | 0.65 | [None, 0.0] | [[250.0, 1000.0]] | TRUE
208 | 1.2854 | 3.8637 | 0.0038575 | 1000 | 0 | reclaimed_water_substitution_ratio | 0.65 | [None, 0.0] | [[250.0, 1000.0]] | TRUE
209 | 1.2673 | 4.3219 | 0.0067086 | 1000 | 0 | reclaimed_water_substitution_ratio | 0.65 | [None, 0.0] | [[250.0, 1000.0]] | TRUE
210 | 1.231 | 4.939 | 0.0016415 | 1000 | 0 | reclaimed_water_substitution_ratio | 0.65 | [None, 0.0] | [[250.0, 1000.0]] | TRUE
211 | 1.1773 | 7.0497 | 0.0075104 | 1000 | 0 | reclaimed_water_substitution_ratio | 0.65 | [None, 0.0] | [[250.0, 1000.0]] | TRUE
212 | 1.2346 | 6.3673 | 0.0069591 | 1000 | 0 | reclaimed_water_substitution_ratio | 0.65 | [None, 0.0] | [[250.0, 1000.0]] | TRUE
213 | 1.1799 | 6.1271 | 0.0064635 | 1000 | 0 | reclaimed_water_substitution_ratio | 0.65 | [None, 0.0] | [[250.0, 1000.0]] | TRUE
214 | 1.2267 | 5.8964 | 0.0041207 | 1000 | 0 | reclaimed_water_substitution_ratio | 0.65 | [None, 0.0] | [[250.0, 1000.0]] | TRUE
215 | 1.3043 | 6.3226 | 0.0051003 | 1000 | 0 | reclaimed_water_substitution_ratio | 0.65 | [None, 0.0] | [[250.0, 1000.0]] | TRUE
216 | 1.1246 | 5.7566 | 0.0020923 | 1250 | 0 | reclaimed_water_substitution_ratio | 0.65 | [None, 0.0] | [[250.0, 1250.0]] | TRUE
217 | 1.2676 | 3.4401 | 0.0074861 | 750 | 0 | reclaimed_water_substitution_ratio | 0.65 | [None, 0.0] | [[250.0, 750.0]] | TRUE
218 | 1.2356 | 7.4725 | 0.0069845 | 1000 | 0 | reclaimed_water_substitution_ratio | 0.65 | [None, 0.0] | [[250.0, 1000.0]] | TRUE
219 | 1.1683 | 3.4311 | 0.0051534 | 1000 | 0 | reclaimed_water_substitution_ratio | 0.65 | [None, 0.0] | [[250.0, 1000.0]] | TRUE
220 | 1.1666 | 8.6418 | 0.0055306 | 1000 | 0 | reclaimed_water_substitution_ratio | 0.65 | [None, 0.0] | [[250.0, 1000.0]] | TRUE
221 | 1.2877 | 4.7116 | 0.0056553 | 1000 | 0 | reclaimed_water_substitution_ratio | 0.65 | [None, 0.0] | [[250.0, 1000.0]] | TRUE
222 | 1.1396 | 5.7445 | 0.0075593 | 1000 | 0 | reclaimed_water_substitution_ratio | 0.65 | [None, 0.0] | [[250.0, 1000.0]] | TRUE
223 | 1.2018 | 8.3009 | 0.0043551 | 1000 | 0 | reclaimed_water_substitution_ratio | 0.65 | [None, 0.0] | [[250.0, 1000.0]] | TRUE
224 | 1.1764 | 8.9966 | 0.007452 | 1000 | 0 | reclaimed_water_substitution_ratio | 0.65 | [None, 0.0] | [[250.0, 1000.0]] | TRUE
225 | 1.3241 | 6.8278 | 0.003828 | 1000 | 0 | reclaimed_water_substitution_ratio | 0.65 | [None, 0.0] | [[250.0, 1000.0]] | TRUE
226 | 1.192 | 8.7121 | 0.0051274 | 1000 | 0 | reclaimed_water_substitution_ratio | 0.65 | [None, 0.0] | [[250.0, 1000.0]] | TRUE
227 | 1.2269 | 3.2994 | 0.0013658 | 1000 | 0 | reclaimed_water_substitution_ratio | 0.65 | [None, 0.0] | [[250.0, 1000.0]] | TRUE
228 | 1.332 | 5.5851 | 0.0014477 | 1000 | 0 | reclaimed_water_substitution_ratio | 0.65 | [None, 0.0] | [[250.0, 1000.0]] | TRUE
229 | 1.1535 | 5.7842 | 0.0021117 | 1000 | 0 | reclaimed_water_substitution_ratio | 0.65 | [None, 0.0] | [[250.0, 1000.0]] | TRUE
230 | 1.1948 | 5.6992 | 0.0027317 | 1000 | 0 | reclaimed_water_substitution_ratio | 0.65 | [None, 0.0] | [[250.0, 1000.0]] | TRUE
231 | 1.2775 | 4.1034 | 0.0037056 | 1000 | 0 | reclaimed_water_substitution_ratio | 0.65 | [None, 0.0] | [[250.0, 1000.0]] | TRUE
232 | 1.2384 | 6.7274 | 0.0074507 | 1000 | 0 | reclaimed_water_substitution_ratio | 0.65 | [None, 0.0] | [[250.0, 1000.0]] | TRUE
233 | 1.3537 | 3.0721 | 0.0062062 | 750 | 0 | reclaimed_water_substitution_ratio | 0.65 | [None, 0.0] | [[250.0, 750.0]] | TRUE
234 | 1.2723 | 4.7946 | 0.0052944 | 1000 | 0 | reclaimed_water_substitution_ratio | 0.65 | [None, 0.0] | [[250.0, 1000.0]] | TRUE
235 | 1.2804 | 8.1741 | 0.0066176 | 1000 | 0 | reclaimed_water_substitution_ratio | 0.65 | [None, 0.0] | [[250.0, 1000.0]] | TRUE
236 | 1.121 | 6.0249 | 0.00086041 | 1250 | 0 | reclaimed_water_substitution_ratio | 0.65 | [None, 0.0] | [[250.0, 1250.0]] | TRUE
237 | 1.3392 | 8.7358 | 0.0031917 | 1000 | 0 | reclaimed_water_substitution_ratio | 0.65 | [None, 0.0] | [[250.0, 1000.0]] | TRUE
238 | 1.3245 | 3.8768 | 0.0021471 | 1000 | 0 | reclaimed_water_substitution_ratio | 0.65 | [None, 0.0] | [[250.0, 1000.0]] | TRUE
239 | 1.1454 | 3.927 | 0.0011846 | 1000 | 0 | reclaimed_water_substitution_ratio | 0.65 | [None, 0.0] | [[250.0, 1000.0]] | TRUE
240 | 1.1503 | 6.7493 | 0.0069993 | 1000 | 0 | reclaimed_water_substitution_ratio | 0.65 | [None, 0.0] | [[250.0, 1000.0]] | TRUE
241 | 1.1224 | 7.2108 | 0.0058319 | 1000 | 0 | reclaimed_water_substitution_ratio | 0.65 | [None, 0.0] | [[250.0, 1000.0]] | TRUE
242 | 1.3577 | 3.2993 | 0.0009511 | 750 | 0 | reclaimed_water_substitution_ratio | 0.65 | [None, 0.0] | [[250.0, 750.0]] | TRUE
243 | 1.2823 | 4.4793 | 0.0042854 | 1000 | 0 | reclaimed_water_substitution_ratio | 0.65 | [None, 0.0] | [[250.0, 1000.0]] | TRUE
244 | 1.2437 | 8.6466 | 0.0033347 | 1000 | 0 | reclaimed_water_substitution_ratio | 0.65 | [None, 0.0] | [[250.0, 1000.0]] | TRUE
245 | 1.2693 | 4.0283 | 0.0034182 | 1000 | 0 | reclaimed_water_substitution_ratio | 0.65 | [None, 0.0] | [[250.0, 1000.0]] | TRUE
246 | 1.1212 | 5.6958 | 0.0015004 | 1250 | 0 | reclaimed_water_substitution_ratio | 0.65 | [None, 0.0] | [[250.0, 1250.0]] | TRUE
247 | 1.2491 | 5.2518 | 0.00077332 | 1000 | 0 | reclaimed_water_substitution_ratio | 0.65 | [None, 0.0] | [[250.0, 1000.0]] | TRUE
248 | 1.2033 | 8.7963 | 0.0064822 | 1000 | 0 | reclaimed_water_substitution_ratio | 0.65 | [None, 0.0] | [[250.0, 1000.0]] | TRUE
249 | 1.1269 | 3.4202 | 0.0027375 | 1000 | 0 | reclaimed_water_substitution_ratio | 0.65 | [None, 0.0] | [[250.0, 1000.0]] | TRUE
250 | 1.1264 | 6.353 | 0.0062749 | 1000 | 0 | reclaimed_water_substitution_ratio | 0.65 | [None, 0.0] | [[250.0, 1000.0]] | TRUE
251 | 1.3188 | 8.2667 | 0.0068717 | 1000 | 0 | reclaimed_water_substitution_ratio | 0.65 | [None, 0.0] | [[250.0, 1000.0]] | TRUE
252 | 1.2687 | 8.257 | 0.0049729 | 1000 | 0 | reclaimed_water_substitution_ratio | 0.65 | [None, 0.0] | [[250.0, 1000.0]] | TRUE
253 | 1.2846 | 8.3369 | 0.0070791 | 1000 | 0 | reclaimed_water_substitution_ratio | 0.65 | [None, 0.0] | [[250.0, 1000.0]] | TRUE
254 | 1.1434 | 5.0572 | 0.0033472 | 1000 | 0 | reclaimed_water_substitution_ratio | 0.65 | [None, 0.0] | [[250.0, 1000.0]] | TRUE
255 | 1.3201 | 5.4117 | 0.0044694 | 1000 | 0 | reclaimed_water_substitution_ratio | 0.65 | [None, 0.0] | [[250.0, 1000.0]] | TRUE
256 | 1.2267 | 5.0939 | 0.00061768 | 1000 | 0 | reclaimed_water_substitution_ratio | 0.65 | [None, 0.0] | [[250.0, 1000.0]] | TRUE
257 | 1.2093 | 8.0575 | 0.0052928 | 1000 | 0 | reclaimed_water_substitution_ratio | 0.65 | [None, 0.0] | [[250.0, 1000.0]] | TRUE
258 | 1.342 | 3.7788 | 0.0067093 | 750 | 0 | reclaimed_water_substitution_ratio | 0.65 | [None, 0.0] | [[250.0, 750.0]] | TRUE
259 | 1.125 | 6.238 | 0.0013228 | 1250 | 0 | reclaimed_water_substitution_ratio | 0.65 | [None, 0.0] | [[250.0, 1250.0]] | TRUE
260 | 1.3492 | 7.8954 | 0.0028362 | 1000 | 0 | reclaimed_water_substitution_ratio | 0.65 | [None, 0.0] | [[250.0, 1000.0]] | TRUE
261 | 1.2917 | 6.1214 | 0.0015427 | 1000 | 0 | reclaimed_water_substitution_ratio | 0.65 | [None, 0.0] | [[250.0, 1000.0]] | TRUE
262 | 1.176 | 8.574 | 0.0011523 | 1000 | 0 | reclaimed_water_substitution_ratio | 0.65 | [None, 0.0] | [[250.0, 1000.0]] | TRUE
263 | 1.3424 | 3.3027 | 0.0024896 | 750 | 0 | reclaimed_water_substitution_ratio | 0.65 | [None, 0.0] | [[250.0, 750.0]] | TRUE
264 | 1.1862 | 4.2845 | 0.0074759 | 1000 | 0 | reclaimed_water_substitution_ratio | 0.65 | [None, 0.0] | [[250.0, 1000.0]] | TRUE
265 | 1.3466 | 4.4912 | 0.0049558 | 1000 | 0 | reclaimed_water_substitution_ratio | 0.65 | [None, 0.0] | [[250.0, 1000.0]] | TRUE
266 | 1.1817 | 6.0076 | 0.0028456 | 1000 | 0 | reclaimed_water_substitution_ratio | 0.65 | [None, 0.0] | [[250.0, 1000.0]] | TRUE
267 | 1.2905 | 7.3598 | 0.00073798 | 1000 | 0 | reclaimed_water_substitution_ratio | 0.65 | [None, 0.0] | [[250.0, 1000.0]] | TRUE
268 | 1.1722 | 5.9221 | 0.00096565 | 1000 | 0 | reclaimed_water_substitution_ratio | 0.65 | [None, 0.0] | [[250.0, 1000.0]] | TRUE
269 | 1.3413 | 5.5605 | 0.0026543 | 1000 | 0 | reclaimed_water_substitution_ratio | 0.65 | [None, 0.0] | [[250.0, 1000.0]] | TRUE
270 | 1.3383 | 4.0082 | 0.00624 | 750 | 0 | reclaimed_water_substitution_ratio | 0.65 | [None, 0.0] | [[250.0, 750.0]] | TRUE
271 | 1.2637 | 4.5793 | 0.0047764 | 1000 | 0 | reclaimed_water_substitution_ratio | 0.65 | [None, 0.0] | [[250.0, 1000.0]] | TRUE
272 | 1.2707 | 6.562 | 0.005037 | 1000 | 0 | reclaimed_water_substitution_ratio | 0.65 | [None, 0.0] | [[250.0, 1000.0]] | TRUE
273 | 1.1595 | 8.4842 | 0.0047185 | 1000 | 0 | reclaimed_water_substitution_ratio | 0.65 | [None, 0.0] | [[250.0, 1000.0]] | TRUE
274 | 1.1333 | 7.8178 | 0.0062156 | 1000 | 0 | reclaimed_water_substitution_ratio | 0.65 | [None, 0.0] | [[250.0, 1000.0]] | TRUE
275 | 1.1805 | 8.6321 | 0.0072142 | 1000 | 0 | reclaimed_water_substitution_ratio | 0.65 | [None, 0.0] | [[250.0, 1000.0]] | TRUE
276 | 1.2426 | 7.292 | 0.0058083 | 1000 | 0 | reclaimed_water_substitution_ratio | 0.65 | [None, 0.0] | [[250.0, 1000.0]] | TRUE
277 | 1.1525 | 3.6178 | 0.00062721 | 1000 | 0 | reclaimed_water_substitution_ratio | 0.65 | [None, 0.0] | [[250.0, 1000.0]] | TRUE
278 | 1.1525 | 3.2122 | 0.0024349 | 1000 | 0 | reclaimed_water_substitution_ratio | 0.65 | [None, 0.0] | [[250.0, 1000.0]] | TRUE
279 | 1.2044 | 6.6644 | 0.0016785 | 1000 | 0 | reclaimed_water_substitution_ratio | 0.65 | [None, 0.0] | [[250.0, 1000.0]] | TRUE
280 | 1.2147 | 4.1784 | 0.0056841 | 1000 | 0 | reclaimed_water_substitution_ratio | 0.65 | [None, 0.0] | [[250.0, 1000.0]] | TRUE
281 | 1.2091 | 5.8365 | 0.0041217 | 1000 | 0 | reclaimed_water_substitution_ratio | 0.65 | [None, 0.0] | [[250.0, 1000.0]] | TRUE
282 | 1.1212 | 6.2709 | 0.002395 | 1250 | 0 | reclaimed_water_substitution_ratio | 0.65 | [None, 0.0] | [[250.0, 1250.0]] | TRUE
283 | 1.1718 | 3.9127 | 0.0042497 | 1000 | 0 | reclaimed_water_substitution_ratio | 0.65 | [None, 0.0] | [[250.0, 1000.0]] | TRUE
284 | 1.299 | 5.5784 | 0.0044973 | 1000 | 0 | reclaimed_water_substitution_ratio | 0.65 | [None, 0.0] | [[250.0, 1000.0]] | TRUE
285 | 1.2173 | 3.3688 | 0.0064015 | 1000 | 0 | reclaimed_water_substitution_ratio | 0.65 | [None, 0.0] | [[250.0, 1000.0]] | TRUE
286 | 1.3126 | 6.2763 | 0.0030249 | 1000 | 0 | reclaimed_water_substitution_ratio | 0.65 | [None, 0.0] | [[250.0, 1000.0]] | TRUE
287 | 1.2076 | 4.6615 | 0.0045851 | 1000 | 0 | reclaimed_water_substitution_ratio | 0.65 | [None, 0.0] | [[250.0, 1000.0]] | TRUE
288 | 1.2067 | 5.6547 | 0.0019808 | 1000 | 0 | reclaimed_water_substitution_ratio | 0.65 | [None, 0.0] | [[250.0, 1000.0]] | TRUE
289 | 1.2067 | 6.7763 | 0.0062392 | 1000 | 0 | reclaimed_water_substitution_ratio | 0.65 | [None, 0.0] | [[250.0, 1000.0]] | TRUE
290 | 1.249 | 8.0686 | 0.0030643 | 1000 | 0 | reclaimed_water_substitution_ratio | 0.65 | [None, 0.0] | [[250.0, 1000.0]] | TRUE
291 | 1.1666 | 4.9675 | 0.0057502 | 1000 | 0 | reclaimed_water_substitution_ratio | 0.65 | [None, 0.0] | [[250.0, 1000.0]] | TRUE
292 | 1.3396 | 6.6643 | 0.0046218 | 1000 | 0 | reclaimed_water_substitution_ratio | 0.65 | [None, 0.0] | [[250.0, 1000.0]] | TRUE
293 | 1.1326 | 5.37 | 0.006847 | 1000 | 0 | reclaimed_water_substitution_ratio | 0.65 | [None, 0.0] | [[250.0, 1000.0]] | TRUE
294 | 1.2197 | 3.0782 | 0.005263 | 1000 | 0 | reclaimed_water_substitution_ratio | 0.65 | [None, 0.0] | [[250.0, 1000.0]] | TRUE
295 | 1.3484 | 3.4765 | 0.0021055 | 750 | 0 | reclaimed_water_substitution_ratio | 0.65 | [None, 0.0] | [[250.0, 750.0]] | TRUE
296 | 1.2764 | 8.2528 | 0.0074138 | 1000 | 0 | reclaimed_water_substitution_ratio | 0.65 | [None, 0.0] | [[250.0, 1000.0]] | TRUE
297 | 1.2885 | 6.8755 | 0.0075794 | 1000 | 0 | reclaimed_water_substitution_ratio | 0.65 | [None, 0.0] | [[250.0, 1000.0]] | TRUE
298 | 1.2564 | 5.6124 | 0.0069049 | 1000 | 0 | reclaimed_water_substitution_ratio | 0.65 | [None, 0.0] | [[250.0, 1000.0]] | TRUE
299 | 1.3487 | 6.6363 | 0.0061869 | 1000 | 0 | reclaimed_water_substitution_ratio | 0.65 | [None, 0.0] | [[250.0, 1000.0]] | TRUE
300 | 1.1963 | 4.8329 | 0.0025949 | 1000 | 0 | reclaimed_water_substitution_ratio | 0.65 | [None, 0.0] | [[250.0, 1000.0]] | TRUE
301 | 1.2831 | 6.4856 | 0.0022445 | 1000 | 0 | reclaimed_water_substitution_ratio | 0.65 | [None, 0.0] | [[250.0, 1000.0]] | TRUE
302 | 1.1303 | 4.8241 | 0.0077465 | 1000 | 0 | reclaimed_water_substitution_ratio | 0.65 | [None, 0.0] | [[250.0, 1000.0]] | TRUE
303 | 1.2244 | 7.0437 | 0.0072687 | 1000 | 0 | reclaimed_water_substitution_ratio | 0.65 | [None, 0.0] | [[250.0, 1000.0]] | TRUE
304 | 1.3451 | 5.9406 | 0.0014179 | 1000 | 0 | reclaimed_water_substitution_ratio | 0.65 | [None, 0.0] | [[250.0, 1000.0]] | TRUE
305 | 1.3468 | 8.0507 | 0.0021944 | 1000 | 0 | reclaimed_water_substitution_ratio | 0.65 | [None, 0.0] | [[250.0, 1000.0]] | TRUE
306 | 1.3089 | 8.5627 | 0.0079526 | 1000 | 0 | reclaimed_water_substitution_ratio | 0.65 | [None, 0.0] | [[250.0, 1000.0]] | TRUE
307 | 1.2957 | 6.49 | 0.0022943 | 1000 | 0 | reclaimed_water_substitution_ratio | 0.65 | [None, 0.0] | [[250.0, 1000.0]] | TRUE
308 | 1.3179 | 4.0614 | 0.00075003 | 1000 | 0 | reclaimed_water_substitution_ratio | 0.65 | [None, 0.0] | [[250.0, 1000.0]] | TRUE
309 | 1.1819 | 7.7063 | 0.0025897 | 1000 | 0 | reclaimed_water_substitution_ratio | 0.65 | [None, 0.0] | [[250.0, 1000.0]] | TRUE
310 | 1.3412 | 5.0238 | 0.0077493 | 750 | 0 | reclaimed_water_substitution_ratio | 0.65 | [None, 0.0] | [[250.0, 750.0]] | TRUE
311 | 1.3434 | 6.6136 | 0.0046497 | 1000 | 0 | reclaimed_water_substitution_ratio | 0.65 | [None, 0.0] | [[250.0, 1000.0]] | TRUE
312 | 1.1798 | 8.1005 | 0.0062341 | 1000 | 0 | reclaimed_water_substitution_ratio | 0.65 | [None, 0.0] | [[250.0, 1000.0]] | TRUE
313 | 1.3223 | 4.1004 | 0.0063758 | 1000 | 0 | reclaimed_water_substitution_ratio | 0.65 | [None, 0.0] | [[250.0, 1000.0]] | TRUE
314 | 1.1367 | 3.6543 | 0.0064773 | 1000 | 0 | reclaimed_water_substitution_ratio | 0.65 | [None, 0.0] | [[250.0, 1000.0]] | TRUE
315 | 1.3075 | 3.1963 | 0.0051571 | 750 | 0 | reclaimed_water_substitution_ratio | 0.65 | [None, 0.0] | [[250.0, 750.0]] | TRUE
316 | 1.3024 | 5.2191 | 0.0029461 | 1000 | 0 | reclaimed_water_substitution_ratio | 0.65 | [None, 0.0] | [[250.0, 1000.0]] | TRUE
317 | 1.302 | 7.8766 | 0.00082669 | 1000 | 0 | reclaimed_water_substitution_ratio | 0.65 | [None, 0.0] | [[250.0, 1000.0]] | TRUE
318 | 1.2036 | 7.1098 | 0.0010674 | 1000 | 0 | reclaimed_water_substitution_ratio | 0.65 | [None, 0.0] | [[250.0, 1000.0]] | TRUE
319 | 1.356 | 4.4776 | 0.0047388 | 1000 | 0 | reclaimed_water_substitution_ratio | 0.65 | [None, 0.0] | [[250.0, 1000.0]] | TRUE
320 | 1.3088 | 7.2157 | 0.0069681 | 1000 | 0 | reclaimed_water_substitution_ratio | 0.65 | [None, 0.0] | [[250.0, 1000.0]] | TRUE
321 | 1.2938 | 6.8719 | 0.0066584 | 1000 | 0 | reclaimed_water_substitution_ratio | 0.65 | [None, 0.0] | [[250.0, 1000.0]] | TRUE
322 | 1.2883 | 4.2903 | 0.0021308 | 1000 | 0 | reclaimed_water_substitution_ratio | 0.65 | [None, 0.0] | [[250.0, 1000.0]] | TRUE
323 | 1.2336 | 3.6678 | 0.0070099 | 1000 | 0 | reclaimed_water_substitution_ratio | 0.65 | [None, 0.0] | [[250.0, 1000.0]] | TRUE
324 | 1.1603 | 6.0071 | 0.00284 | 1000 | 0 | reclaimed_water_substitution_ratio | 0.65 | [None, 0.0] | [[250.0, 1000.0]] | TRUE
325 | 1.3372 | 8.9609 | 0.0019213 | 1000 | 0 | reclaimed_water_substitution_ratio | 0.65 | [None, 0.0] | [[250.0, 1000.0]] | TRUE
326 | 1.1503 | 8.2823 | 0.0079945 | 1000 | 0 | reclaimed_water_substitution_ratio | 0.65 | [None, 0.0] | [[250.0, 1000.0]] | TRUE
327 | 1.1778 | 8.1413 | 0.0054689 | 1000 | 0 | reclaimed_water_substitution_ratio | 0.65 | [None, 0.0] | [[250.0, 1000.0]] | TRUE
328 | 1.2058 | 5.0499 | 0.0073543 | 1000 | 0 | reclaimed_water_substitution_ratio | 0.65 | [None, 0.0] | [[250.0, 1000.0]] | TRUE
329 | 1.1433 | 5.3542 | 0.005093 | 1000 | 0 | reclaimed_water_substitution_ratio | 0.65 | [None, 0.0] | [[250.0, 1000.0]] | TRUE
330 | 1.2058 | 7.1511 | 0.0036941 | 1000 | 0 | reclaimed_water_substitution_ratio | 0.65 | [None, 0.0] | [[250.0, 1000.0]] | TRUE
331 | 1.3126 | 4.9056 | 0.0016602 | 1000 | 0 | reclaimed_water_substitution_ratio | 0.65 | [None, 0.0] | [[250.0, 1000.0]] | TRUE
332 | 1.3478 | 4.188 | 0.0030556 | 1000 | 0 | reclaimed_water_substitution_ratio | 0.65 | [None, 0.0] | [[250.0, 1000.0]] | TRUE
333 | 1.3571 | 3.0409 | 0.0022461 | 750 | 0 | reclaimed_water_substitution_ratio | 0.65 | [None, 0.0] | [[250.0, 750.0]] | TRUE
334 | 1.2043 | 6.2572 | 0.0049809 | 1000 | 0 | reclaimed_water_substitution_ratio | 0.65 | [None, 0.0] | [[250.0, 1000.0]] | TRUE
335 | 1.121 | 5.0513 | 0.0044384 | 1000 | 0 | reclaimed_water_substitution_ratio | 0.65 | [None, 0.0] | [[250.0, 1000.0]] | TRUE
336 | 1.2627 | 7.7174 | 0.0054821 | 1000 | 0 | reclaimed_water_substitution_ratio | 0.65 | [None, 0.0] | [[250.0, 1000.0]] | TRUE
337 | 1.1613 | 7.3617 | 0.0041386 | 1000 | 0 | reclaimed_water_substitution_ratio | 0.65 | [None, 0.0] | [[250.0, 1000.0]] | TRUE
338 | 1.1248 | 8.1105 | 0.0030519 | 1000 | 0 | reclaimed_water_substitution_ratio | 0.65 | [None, 0.0] | [[250.0, 1000.0]] | TRUE
339 | 1.3094 | 8.0493 | 0.0059929 | 1000 | 0 | reclaimed_water_substitution_ratio | 0.65 | [None, 0.0] | [[250.0, 1000.0]] | TRUE
340 | 1.2528 | 4.031 | 0.0060246 | 1000 | 0 | reclaimed_water_substitution_ratio | 0.65 | [None, 0.0] | [[250.0, 1000.0]] | TRUE
341 | 1.3202 | 3.5009 | 0.0027365 | 1000 | 0 | reclaimed_water_substitution_ratio | 0.65 | [None, 0.0] | [[250.0, 1000.0]] | TRUE
342 | 1.3095 | 8.4459 | 0.0039801 | 1000 | 0 | reclaimed_water_substitution_ratio | 0.65 | [None, 0.0] | [[250.0, 1000.0]] | TRUE
343 | 1.121 | 8.3966 | 0.004672 | 1000 | 0 | reclaimed_water_substitution_ratio | 0.65 | [None, 0.0] | [[250.0, 1000.0]] | TRUE
344 | 1.1814 | 8.3523 | 0.0023252 | 1000 | 0 | reclaimed_water_substitution_ratio | 0.65 | [None, 0.0] | [[250.0, 1000.0]] | TRUE
345 | 1.1285 | 6.0832 | 0.0065177 | 1000 | 0 | reclaimed_water_substitution_ratio | 0.65 | [None, 0.0] | [[250.0, 1000.0]] | TRUE
346 | 1.2853 | 5.8215 | 0.0056041 | 1000 | 0 | reclaimed_water_substitution_ratio | 0.65 | [None, 0.0] | [[250.0, 1000.0]] | TRUE
347 | 1.1491 | 4.5596 | 0.0014835 | 1000 | 0 | reclaimed_water_substitution_ratio | 0.65 | [None, 0.0] | [[250.0, 1000.0]] | TRUE
348 | 1.1501 | 5.6536 | 0.0017678 | 1000 | 0 | reclaimed_water_substitution_ratio | 0.65 | [None, 0.0] | [[250.0, 1000.0]] | TRUE
349 | 1.2834 | 6.4857 | 0.0053771 | 1000 | 0 | reclaimed_water_substitution_ratio | 0.65 | [None, 0.0] | [[250.0, 1000.0]] | TRUE
350 | 1.2788 | 5.1248 | 0.0015286 | 1000 | 0 | reclaimed_water_substitution_ratio | 0.65 | [None, 0.0] | [[250.0, 1000.0]] | TRUE
351 | 1.2909 | 5.5154 | 0.0072356 | 1000 | 0 | reclaimed_water_substitution_ratio | 0.65 | [None, 0.0] | [[250.0, 1000.0]] | TRUE
352 | 1.3183 | 7.2902 | 0.003711 | 1000 | 0 | reclaimed_water_substitution_ratio | 0.65 | [None, 0.0] | [[250.0, 1000.0]] | TRUE
353 | 1.2791 | 7.2155 | 0.0030741 | 1000 | 0 | reclaimed_water_substitution_ratio | 0.65 | [None, 0.0] | [[250.0, 1000.0]] | TRUE
354 | 1.3522 | 3.8403 | 0.0022171 | 1000 | 0 | reclaimed_water_substitution_ratio | 0.65 | [None, 0.0] | [[250.0, 1000.0]] | TRUE
355 | 1.3493 | 3.368 | 0.0070136 | 750 | 0 | reclaimed_water_substitution_ratio | 0.65 | [None, 0.0] | [[250.0, 750.0]] | TRUE
356 | 1.2818 | 5.976 | 0.0033508 | 1000 | 0 | reclaimed_water_substitution_ratio | 0.65 | [None, 0.0] | [[250.0, 1000.0]] | TRUE
357 | 1.2557 | 7.9102 | 0.0013452 | 1000 | 0 | reclaimed_water_substitution_ratio | 0.65 | [None, 0.0] | [[250.0, 1000.0]] | TRUE
358 | 1.3462 | 4.6012 | 0.0033452 | 1000 | 0 | reclaimed_water_substitution_ratio | 0.65 | [None, 0.0] | [[250.0, 1000.0]] | TRUE
359 | 1.3132 | 8.8856 | 0.0070555 | 1000 | 0 | reclaimed_water_substitution_ratio | 0.65 | [None, 0.0] | [[250.0, 1000.0]] | TRUE
360 | 1.1732 | 5.3771 | 0.0017914 | 1000 | 0 | reclaimed_water_substitution_ratio | 0.65 | [None, 0.0] | [[250.0, 1000.0]] | TRUE
361 | 1.22 | 7.1084 | 0.0051118 | 1000 | 0 | reclaimed_water_substitution_ratio | 0.65 | [None, 0.0] | [[250.0, 1000.0]] | TRUE
362 | 1.1621 | 6.2714 | 0.0066114 | 1000 | 0 | reclaimed_water_substitution_ratio | 0.65 | [None, 0.0] | [[250.0, 1000.0]] | TRUE
363 | 1.1287 | 8.8885 | 0.0046378 | 1000 | 0 | reclaimed_water_substitution_ratio | 0.65 | [None, 0.0] | [[250.0, 1000.0]] | TRUE
364 | 1.1407 | 6.793 | 0.0064399 | 1000 | 0 | reclaimed_water_substitution_ratio | 0.65 | [None, 0.0] | [[250.0, 1000.0]] | TRUE
365 | 1.156 | 7.5497 | 0.0048992 | 1000 | 0 | reclaimed_water_substitution_ratio | 0.65 | [None, 0.0] | [[250.0, 1000.0]] | TRUE
366 | 1.2572 | 3.044 | 0.0057245 | 750 | 0 | reclaimed_water_substitution_ratio | 0.65 | [None, 0.0] | [[250.0, 750.0]] | TRUE
367 | 1.1362 | 8.4665 | 0.00081617 | 1250 | 0 | reclaimed_water_substitution_ratio | 0.65 | [None, 0.0] | [[250.0, 1250.0]] | TRUE
368 | 1.1631 | 3.2057 | 0.0075072 | 1000 | 0 | reclaimed_water_substitution_ratio | 0.65 | [None, 0.0] | [[250.0, 1000.0]] | TRUE
369 | 1.284 | 5.2775 | 0.0017558 | 1000 | 0 | reclaimed_water_substitution_ratio | 0.65 | [None, 0.0] | [[250.0, 1000.0]] | TRUE
370 | 1.2755 | 8.3411 | 0.0052479 | 1000 | 0 | reclaimed_water_substitution_ratio | 0.65 | [None, 0.0] | [[250.0, 1000.0]] | TRUE
371 | 1.3202 | 6.4994 | 0.0055872 | 1000 | 0 | reclaimed_water_substitution_ratio | 0.65 | [None, 0.0] | [[250.0, 1000.0]] | TRUE
372 | 1.1963 | 6.797 | 0.0043228 | 1000 | 0 | reclaimed_water_substitution_ratio | 0.65 | [None, 0.0] | [[250.0, 1000.0]] | TRUE
373 | 1.2028 | 4.0228 | 0.0032453 | 1000 | 0 | reclaimed_water_substitution_ratio | 0.65 | [None, 0.0] | [[250.0, 1000.0]] | TRUE
374 | 1.3181 | 7.5077 | 0.0068959 | 1000 | 0 | reclaimed_water_substitution_ratio | 0.65 | [None, 0.0] | [[250.0, 1000.0]] | TRUE
375 | 1.2603 | 4.8689 | 0.0059363 | 1000 | 0 | reclaimed_water_substitution_ratio | 0.65 | [None, 0.0] | [[250.0, 1000.0]] | TRUE
376 | 1.309 | 5.4117 | 0.0035122 | 1000 | 0 | reclaimed_water_substitution_ratio | 0.65 | [None, 0.0] | [[250.0, 1000.0]] | TRUE
377 | 1.2484 | 4.3362 | 0.0048834 | 1000 | 0 | reclaimed_water_substitution_ratio | 0.65 | [None, 0.0] | [[250.0, 1000.0]] | TRUE
378 | 1.197 | 6.7024 | 0.0022806 | 1000 | 0 | reclaimed_water_substitution_ratio | 0.65 | [None, 0.0] | [[250.0, 1000.0]] | TRUE
379 | 1.2156 | 3.2312 | 0.0038675 | 1000 | 0 | reclaimed_water_substitution_ratio | 0.65 | [None, 0.0] | [[250.0, 1000.0]] | TRUE
380 | 1.279 | 6.668 | 0.0015339 | 1000 | 0 | reclaimed_water_substitution_ratio | 0.65 | [None, 0.0] | [[250.0, 1000.0]] | TRUE
381 | 1.2214 | 6.4864 | 0.0030615 | 1000 | 0 | reclaimed_water_substitution_ratio | 0.65 | [None, 0.0] | [[250.0, 1000.0]] | TRUE
382 | 1.1771 | 5.4993 | 0.0050159 | 1000 | 0 | reclaimed_water_substitution_ratio | 0.65 | [None, 0.0] | [[250.0, 1000.0]] | TRUE
383 | 1.2506 | 7.5894 | 0.0068074 | 1000 | 0 | reclaimed_water_substitution_ratio | 0.65 | [None, 0.0] | [[250.0, 1000.0]] | TRUE
384 | 1.1731 | 3.0468 | 0.0046545 | 1000 | 0 | reclaimed_water_substitution_ratio | 0.65 | [None, 0.0] | [[250.0, 1000.0]] | TRUE
385 | 1.157 | 6.8978 | 0.0062148 | 1000 | 0 | reclaimed_water_substitution_ratio | 0.65 | [None, 0.0] | [[250.0, 1000.0]] | TRUE
386 | 1.1793 | 5.1767 | 0.0065051 | 1000 | 0 | reclaimed_water_substitution_ratio | 0.65 | [None, 0.0] | [[250.0, 1000.0]] | TRUE
387 | 1.3365 | 4.348 | 0.0009665 | 1000 | 0 | reclaimed_water_substitution_ratio | 0.65 | [None, 0.0] | [[250.0, 1000.0]] | TRUE
388 | 1.128 | 3.8354 | 0.002834 | 1000 | 0 | reclaimed_water_substitution_ratio | 0.65 | [None, 0.0] | [[250.0, 1000.0]] | TRUE
389 | 1.2302 | 5.0857 | 0.003218 | 1000 | 0 | reclaimed_water_substitution_ratio | 0.65 | [None, 0.0] | [[250.0, 1000.0]] | TRUE
390 | 1.3337 | 4.4803 | 0.0054433 | 1000 | 0 | reclaimed_water_substitution_ratio | 0.65 | [None, 0.0] | [[250.0, 1000.0]] | TRUE
391 | 1.211 | 4.7675 | 0.0048079 | 1000 | 0 | reclaimed_water_substitution_ratio | 0.65 | [None, 0.0] | [[250.0, 1000.0]] | TRUE
392 | 1.2521 | 5.3407 | 0.0037369 | 1000 | 0 | reclaimed_water_substitution_ratio | 0.65 | [None, 0.0] | [[250.0, 1000.0]] | TRUE
393 | 1.3565 | 7.1284 | 0.0030355 | 1000 | 0 | reclaimed_water_substitution_ratio | 0.65 | [None, 0.0] | [[250.0, 1000.0]] | TRUE
394 | 1.1303 | 4.2673 | 0.0037602 | 1000 | 0 | reclaimed_water_substitution_ratio | 0.65 | [None, 0.0] | [[250.0, 1000.0]] | TRUE
395 | 1.1885 | 8.6493 | 0.0014525 | 1000 | 0 | reclaimed_water_substitution_ratio | 0.65 | [None, 0.0] | [[250.0, 1000.0]] | TRUE
396 | 1.272 | 4.2912 | 0.00061775 | 1000 | 0 | reclaimed_water_substitution_ratio | 0.65 | [None, 0.0] | [[250.0, 1000.0]] | TRUE
397 | 1.342 | 6.4388 | 0.0075763 | 750 | 0 | reclaimed_water_substitution_ratio | 0.65 | [None, 0.0] | [[250.0, 750.0]] | TRUE
398 | 1.3216 | 7.8143 | 0.0075614 | 1000 | 0 | reclaimed_water_substitution_ratio | 0.65 | [None, 0.0] | [[250.0, 1000.0]] | TRUE
399 | 1.1431 | 7.0887 | 0.00082256 | 1250 | 0 | reclaimed_water_substitution_ratio | 0.65 | [None, 0.0] | [[250.0, 1250.0]] | TRUE
400 | 1.2552 | 3.82 | 0.0031517 | 1000 | 0 | reclaimed_water_substitution_ratio | 0.65 | [None, 0.0] | [[250.0, 1000.0]] | TRUE
401 | 1.245 | 4.9389 | 0.0020935 | 1000 | 0 | reclaimed_water_substitution_ratio | 0.65 | [None, 0.0] | [[250.0, 1000.0]] | TRUE
402 | 1.1865 | 4.3437 | 0.0066675 | 1000 | 0 | reclaimed_water_substitution_ratio | 0.65 | [None, 0.0] | [[250.0, 1000.0]] | TRUE
403 | 1.3316 | 5.0097 | 0.0073713 | 1000 | 0 | reclaimed_water_substitution_ratio | 0.65 | [None, 0.0] | [[250.0, 1000.0]] | TRUE
404 | 1.2284 | 8.7529 | 0.0065105 | 1000 | 0 | reclaimed_water_substitution_ratio | 0.65 | [None, 0.0] | [[250.0, 1000.0]] | TRUE
405 | 1.2492 | 4.0758 | 0.0036451 | 1000 | 0 | reclaimed_water_substitution_ratio | 0.65 | [None, 0.0] | [[250.0, 1000.0]] | TRUE
406 | 1.2429 | 7.8387 | 0.0022786 | 1000 | 0 | reclaimed_water_substitution_ratio | 0.65 | [None, 0.0] | [[250.0, 1000.0]] | TRUE
407 | 1.1433 | 7.2723 | 0.001371 | 1000 | 0 | reclaimed_water_substitution_ratio | 0.65 | [None, 0.0] | [[250.0, 1000.0]] | TRUE
408 | 1.2191 | 3.2491 | 0.0054519 | 1000 | 0 | reclaimed_water_substitution_ratio | 0.65 | [None, 0.0] | [[250.0, 1000.0]] | TRUE
409 | 1.3163 | 6.5833 | 0.00089163 | 1000 | 0 | reclaimed_water_substitution_ratio | 0.65 | [None, 0.0] | [[250.0, 1000.0]] | TRUE
410 | 1.2812 | 5.5856 | 0.0014146 | 1000 | 0 | reclaimed_water_substitution_ratio | 0.65 | [None, 0.0] | [[250.0, 1000.0]] | TRUE
411 | 1.2838 | 4.6093 | 0.0061115 | 1000 | 0 | reclaimed_water_substitution_ratio | 0.65 | [None, 0.0] | [[250.0, 1000.0]] | TRUE
412 | 1.3062 | 3.1846 | 0.002338 | 750 | 0 | reclaimed_water_substitution_ratio | 0.65 | [None, 0.0] | [[250.0, 750.0]] | TRUE
413 | 1.3434 | 6.6378 | 0.0062898 | 1000 | 0 | reclaimed_water_substitution_ratio | 0.65 | [None, 0.0] | [[250.0, 1000.0]] | TRUE
414 | 1.1529 | 8.0348 | 0.0019037 | 1000 | 0 | reclaimed_water_substitution_ratio | 0.65 | [None, 0.0] | [[250.0, 1000.0]] | TRUE
415 | 1.3165 | 3.4937 | 0.00132 | 1000 | 0 | reclaimed_water_substitution_ratio | 0.65 | [None, 0.0] | [[250.0, 1000.0]] | TRUE
416 | 1.2817 | 4.9387 | 0.0050472 | 1000 | 0 | reclaimed_water_substitution_ratio | 0.65 | [None, 0.0] | [[250.0, 1000.0]] | TRUE
417 | 1.2003 | 3.9267 | 0.0021579 | 1000 | 0 | reclaimed_water_substitution_ratio | 0.65 | [None, 0.0] | [[250.0, 1000.0]] | TRUE
418 | 1.1456 | 6.7639 | 0.0069337 | 1000 | 0 | reclaimed_water_substitution_ratio | 0.65 | [None, 0.0] | [[250.0, 1000.0]] | TRUE
419 | 1.3501 | 3.9013 | 0.0069877 | 750 | 0 | reclaimed_water_substitution_ratio | 0.65 | [None, 0.0] | [[250.0, 750.0]] | TRUE
420 | 1.1317 | 7.4708 | 0.0054593 | 1000 | 0 | reclaimed_water_substitution_ratio | 0.65 | [None, 0.0] | [[250.0, 1000.0]] | TRUE
421 | 1.3226 | 8.4358 | 0.0063384 | 1000 | 0 | reclaimed_water_substitution_ratio | 0.65 | [None, 0.0] | [[250.0, 1000.0]] | TRUE
422 | 1.3592 | 3.6645 | 0.0041037 | 750 | 0 | reclaimed_water_substitution_ratio | 0.65 | [None, 0.0] | [[250.0, 750.0]] | TRUE
423 | 1.358 | 3.7403 | 0.0046394 | 750 | 0 | reclaimed_water_substitution_ratio | 0.65 | [None, 0.0] | [[250.0, 750.0]] | TRUE
424 | 1.1614 | 6.7359 | 0.0012576 | 1000 | 0 | reclaimed_water_substitution_ratio | 0.65 | [None, 0.0] | [[250.0, 1000.0]] | TRUE
425 | 1.3172 | 7.4508 | 0.0042227 | 1000 | 0 | reclaimed_water_substitution_ratio | 0.65 | [None, 0.0] | [[250.0, 1000.0]] | TRUE
426 | 1.2367 | 8.3542 | 0.006946 | 1000 | 0 | reclaimed_water_substitution_ratio | 0.65 | [None, 0.0] | [[250.0, 1000.0]] | TRUE
427 | 1.1413 | 8.8317 | 0.0047174 | 1000 | 0 | reclaimed_water_substitution_ratio | 0.65 | [None, 0.0] | [[250.0, 1000.0]] | TRUE
428 | 1.2993 | 7.4755 | 0.0078691 | 1000 | 0 | reclaimed_water_substitution_ratio | 0.65 | [None, 0.0] | [[250.0, 1000.0]] | TRUE
429 | 1.2691 | 6.7341 | 0.0070695 | 1000 | 0 | reclaimed_water_substitution_ratio | 0.65 | [None, 0.0] | [[250.0, 1000.0]] | TRUE
430 | 1.3261 | 7.779 | 0.0013648 | 1000 | 0 | reclaimed_water_substitution_ratio | 0.65 | [None, 0.0] | [[250.0, 1000.0]] | TRUE
431 | 1.2965 | 4.8013 | 0.0050435 | 1000 | 0 | reclaimed_water_substitution_ratio | 0.65 | [None, 0.0] | [[250.0, 1000.0]] | TRUE
432 | 1.2094 | 5.0089 | 0.0015739 | 1000 | 0 | reclaimed_water_substitution_ratio | 0.65 | [None, 0.0] | [[250.0, 1000.0]] | TRUE
433 | 1.3501 | 4.6861 | 0.0022765 | 1000 | 0 | reclaimed_water_substitution_ratio | 0.65 | [None, 0.0] | [[250.0, 1000.0]] | TRUE
434 | 1.137 | 8.2532 | 0.0048744 | 1000 | 0 | reclaimed_water_substitution_ratio | 0.65 | [None, 0.0] | [[250.0, 1000.0]] | TRUE
435 | 1.1541 | 5.1129 | 0.0019094 | 1000 | 0 | reclaimed_water_substitution_ratio | 0.65 | [None, 0.0] | [[250.0, 1000.0]] | TRUE
436 | 1.2511 | 8.5701 | 0.0058865 | 1000 | 0 | reclaimed_water_substitution_ratio | 0.65 | [None, 0.0] | [[250.0, 1000.0]] | TRUE
437 | 1.1397 | 5.6406 | 0.0046319 | 1000 | 0 | reclaimed_water_substitution_ratio | 0.65 | [None, 0.0] | [[250.0, 1000.0]] | TRUE
438 | 1.1933 | 3.8592 | 0.0064974 | 1000 | 0 | reclaimed_water_substitution_ratio | 0.65 | [None, 0.0] | [[250.0, 1000.0]] | TRUE
439 | 1.3392 | 3.7443 | 0.0039232 | 750 | 0 | reclaimed_water_substitution_ratio | 0.65 | [None, 0.0] | [[250.0, 750.0]] | TRUE
440 | 1.2146 | 3.3883 | 0.0044706 | 1000 | 0 | reclaimed_water_substitution_ratio | 0.65 | [None, 0.0] | [[250.0, 1000.0]] | TRUE
441 | 1.3224 | 7.1244 | 0.0014674 | 1000 | 0 | reclaimed_water_substitution_ratio | 0.65 | [None, 0.0] | [[250.0, 1000.0]] | TRUE
442 | 1.3292 | 4.415 | 0.0013799 | 1000 | 0 | reclaimed_water_substitution_ratio | 0.65 | [None, 0.0] | [[250.0, 1000.0]] | TRUE
443 | 1.2113 | 5.6198 | 0.0034291 | 1000 | 0 | reclaimed_water_substitution_ratio | 0.65 | [None, 0.0] | [[250.0, 1000.0]] | TRUE
444 | 1.3293 | 3.9285 | 0.0023958 | 1000 | 0 | reclaimed_water_substitution_ratio | 0.65 | [None, 0.0] | [[250.0, 1000.0]] | TRUE
445 | 1.3277 | 3.5565 | 0.0028738 | 1000 | 0 | reclaimed_water_substitution_ratio | 0.65 | [None, 0.0] | [[250.0, 1000.0]] | TRUE
446 | 1.2112 | 3.9366 | 0.0011945 | 1000 | 0 | reclaimed_water_substitution_ratio | 0.65 | [None, 0.0] | [[250.0, 1000.0]] | TRUE
447 | 1.2224 | 6.0071 | 0.0014784 | 1000 | 0 | reclaimed_water_substitution_ratio | 0.65 | [None, 0.0] | [[250.0, 1000.0]] | TRUE
448 | 1.259 | 8.5439 | 0.00085939 | 1000 | 0 | reclaimed_water_substitution_ratio | 0.65 | [None, 0.0] | [[250.0, 1000.0]] | TRUE
449 | 1.124 | 4.2918 | 0.0069148 | 1000 | 0 | reclaimed_water_substitution_ratio | 0.65 | [None, 0.0] | [[250.0, 1000.0]] | TRUE
450 | 1.1245 | 5.1528 | 0.005997 | 1000 | 0 | reclaimed_water_substitution_ratio | 0.65 | [None, 0.0] | [[250.0, 1000.0]] | TRUE
451 | 1.2216 | 4.1894 | 0.0058708 | 1000 | 0 | reclaimed_water_substitution_ratio | 0.65 | [None, 0.0] | [[250.0, 1000.0]] | TRUE
452 | 1.1271 | 3.5381 | 0.0075617 | 1000 | 0 | reclaimed_water_substitution_ratio | 0.65 | [None, 0.0] | [[250.0, 1000.0]] | TRUE
453 | 1.3056 | 4.1129 | 0.0025925 | 1000 | 0 | reclaimed_water_substitution_ratio | 0.65 | [None, 0.0] | [[250.0, 1000.0]] | TRUE
454 | 1.3035 | 4.396 | 0.0010572 | 1000 | 0 | reclaimed_water_substitution_ratio | 0.65 | [None, 0.0] | [[250.0, 1000.0]] | TRUE
455 | 1.2647 | 3.6241 | 0.0044326 | 1000 | 0 | reclaimed_water_substitution_ratio | 0.65 | [None, 0.0] | [[250.0, 1000.0]] | TRUE
456 | 1.1609 | 7.2965 | 0.00096583 | 1000 | 0 | reclaimed_water_substitution_ratio | 0.65 | [None, 0.0] | [[250.0, 1000.0]] | TRUE
457 | 1.1805 | 4.6468 | 0.0067857 | 1000 | 0 | reclaimed_water_substitution_ratio | 0.65 | [None, 0.0] | [[250.0, 1000.0]] | TRUE
458 | 1.3099 | 4.9045 | 0.0021904 | 1000 | 0 | reclaimed_water_substitution_ratio | 0.65 | [None, 0.0] | [[250.0, 1000.0]] | TRUE
459 | 1.1335 | 3.845 | 0.0070177 | 1000 | 0 | reclaimed_water_substitution_ratio | 0.65 | [None, 0.0] | [[250.0, 1000.0]] | TRUE
460 | 1.2366 | 3.5958 | 0.0040683 | 1000 | 0 | reclaimed_water_substitution_ratio | 0.65 | [None, 0.0] | [[250.0, 1000.0]] | TRUE
461 | 1.3047 | 4.0584 | 0.0039908 | 1000 | 0 | reclaimed_water_substitution_ratio | 0.65 | [None, 0.0] | [[250.0, 1000.0]] | TRUE
462 | 1.345 | 4.4177 | 0.0023177 | 1000 | 0 | reclaimed_water_substitution_ratio | 0.65 | [None, 0.0] | [[250.0, 1000.0]] | TRUE
463 | 1.3378 | 6.7215 | 0.0049518 | 1000 | 0 | reclaimed_water_substitution_ratio | 0.65 | [None, 0.0] | [[250.0, 1000.0]] | TRUE
464 | 1.1253 | 8.0657 | 0.0049467 | 1000 | 0 | reclaimed_water_substitution_ratio | 0.65 | [None, 0.0] | [[250.0, 1000.0]] | TRUE
465 | 1.295 | 8.9507 | 0.0024691 | 1000 | 0 | reclaimed_water_substitution_ratio | 0.65 | [None, 0.0] | [[250.0, 1000.0]] | TRUE
466 | 1.1444 | 6.0794 | 0.0077674 | 1000 | 0 | reclaimed_water_substitution_ratio | 0.65 | [None, 0.0] | [[250.0, 1000.0]] | TRUE
467 | 1.1285 | 5.3021 | 0.00068548 | 1250 | 0 | reclaimed_water_substitution_ratio | 0.65 | [None, 0.0] | [[250.0, 1250.0]] | TRUE
468 | 1.1491 | 6.8668 | 0.0053511 | 1000 | 0 | reclaimed_water_substitution_ratio | 0.65 | [None, 0.0] | [[250.0, 1000.0]] | TRUE
469 | 1.2756 | 3.2644 | 0.0037836 | 1000 | 0 | reclaimed_water_substitution_ratio | 0.65 | [None, 0.0] | [[250.0, 1000.0]] | TRUE
470 | 1.3264 | 6.176 | 0.0036767 | 1000 | 0 | reclaimed_water_substitution_ratio | 0.65 | [None, 0.0] | [[250.0, 1000.0]] | TRUE
471 | 1.1248 | 5.5135 | 0.0069672 | 1000 | 0 | reclaimed_water_substitution_ratio | 0.65 | [None, 0.0] | [[250.0, 1000.0]] | TRUE
472 | 1.2231 | 4.0612 | 0.0029594 | 1000 | 0 | reclaimed_water_substitution_ratio | 0.65 | [None, 0.0] | [[250.0, 1000.0]] | TRUE
473 | 1.3093 | 6.467 | 0.00082415 | 1000 | 0 | reclaimed_water_substitution_ratio | 0.65 | [None, 0.0] | [[250.0, 1000.0]] | TRUE
474 | 1.2909 | 7.1967 | 0.0043433 | 1000 | 0 | reclaimed_water_substitution_ratio | 0.65 | [None, 0.0] | [[250.0, 1000.0]] | TRUE
475 | 1.322 | 8.8436 | 0.0059712 | 1000 | 0 | reclaimed_water_substitution_ratio | 0.65 | [None, 0.0] | [[250.0, 1000.0]] | TRUE
476 | 1.1886 | 4.1115 | 0.0032709 | 1000 | 0 | reclaimed_water_substitution_ratio | 0.65 | [None, 0.0] | [[250.0, 1000.0]] | TRUE
477 | 1.1887 | 6.4607 | 0.0077504 | 1000 | 0 | reclaimed_water_substitution_ratio | 0.65 | [None, 0.0] | [[250.0, 1000.0]] | TRUE
478 | 1.3376 | 8.0021 | 0.0032796 | 1000 | 0 | reclaimed_water_substitution_ratio | 0.65 | [None, 0.0] | [[250.0, 1000.0]] | TRUE
479 | 1.2437 | 4.5251 | 0.00076915 | 1000 | 0 | reclaimed_water_substitution_ratio | 0.65 | [None, 0.0] | [[250.0, 1000.0]] | TRUE
480 | 1.1867 | 5.8039 | 0.0019207 | 1000 | 0 | reclaimed_water_substitution_ratio | 0.65 | [None, 0.0] | [[250.0, 1000.0]] | TRUE
481 | 1.2108 | 4.8296 | 0.0049954 | 1000 | 0 | reclaimed_water_substitution_ratio | 0.65 | [None, 0.0] | [[250.0, 1000.0]] | TRUE
482 | 1.3495 | 7.0597 | 0.0072148 | 750 | 0 | reclaimed_water_substitution_ratio | 0.65 | [None, 0.0] | [[250.0, 750.0]] | TRUE
483 | 1.3262 | 5.4439 | 0.0059797 | 1000 | 0 | reclaimed_water_substitution_ratio | 0.65 | [None, 0.0] | [[250.0, 1000.0]] | TRUE
484 | 1.147 | 5.0787 | 0.0023546 | 1000 | 0 | reclaimed_water_substitution_ratio | 0.65 | [None, 0.0] | [[250.0, 1000.0]] | TRUE
485 | 1.1572 | 6.075 | 0.0031464 | 1000 | 0 | reclaimed_water_substitution_ratio | 0.65 | [None, 0.0] | [[250.0, 1000.0]] | TRUE
486 | 1.1471 | 3.6382 | 0.0073309 | 1000 | 0 | reclaimed_water_substitution_ratio | 0.65 | [None, 0.0] | [[250.0, 1000.0]] | TRUE
487 | 1.3456 | 8.9945 | 0.001283 | 1000 | 0 | reclaimed_water_substitution_ratio | 0.65 | [None, 0.0] | [[250.0, 1000.0]] | TRUE
488 | 1.2942 | 8.8366 | 0.0024704 | 1000 | 0 | reclaimed_water_substitution_ratio | 0.65 | [None, 0.0] | [[250.0, 1000.0]] | TRUE
489 | 1.2469 | 7.251 | 0.0030221 | 1000 | 0 | reclaimed_water_substitution_ratio | 0.65 | [None, 0.0] | [[250.0, 1000.0]] | TRUE
490 | 1.1519 | 8.9335 | 0.0011287 | 1000 | 0 | reclaimed_water_substitution_ratio | 0.65 | [None, 0.0] | [[250.0, 1000.0]] | TRUE
491 | 1.1672 | 7.6948 | 0.0035204 | 1000 | 0 | reclaimed_water_substitution_ratio | 0.65 | [None, 0.0] | [[250.0, 1000.0]] | TRUE
492 | 1.1824 | 4.0467 | 0.0054821 | 1000 | 0 | reclaimed_water_substitution_ratio | 0.65 | [None, 0.0] | [[250.0, 1000.0]] | TRUE
493 | 1.3386 | 7.1445 | 0.0069884 | 1000 | 0 | reclaimed_water_substitution_ratio | 0.65 | [None, 0.0] | [[250.0, 1000.0]] | TRUE
494 | 1.2163 | 8.6802 | 0.0026789 | 1000 | 0 | reclaimed_water_substitution_ratio | 0.65 | [None, 0.0] | [[250.0, 1000.0]] | TRUE
495 | 1.224 | 3.0904 | 0.0032902 | 1000 | 0 | reclaimed_water_substitution_ratio | 0.65 | [None, 0.0] | [[250.0, 1000.0]] | TRUE
496 | 1.3349 | 6.034 | 0.0075466 | 750 | 0 | reclaimed_water_substitution_ratio | 0.65 | [None, 0.0] | [[250.0, 750.0]] | TRUE
497 | 1.3108 | 4.9688 | 0.0052395 | 1000 | 0 | reclaimed_water_substitution_ratio | 0.65 | [None, 0.0] | [[250.0, 1000.0]] | TRUE
498 | 1.167 | 8.6416 | 0.0072273 | 1000 | 0 | reclaimed_water_substitution_ratio | 0.65 | [None, 0.0] | [[250.0, 1000.0]] | TRUE
499 | 1.3083 | 5.4805 | 0.0040574 | 1000 | 0 | reclaimed_water_substitution_ratio | 0.65 | [None, 0.0] | [[250.0, 1000.0]] | TRUE
500 | 1.1507 | 3.3802 | 0.0026244 | 1000 | 0 | reclaimed_water_substitution_ratio | 0.65 | [None, 0.0] | [[250.0, 1000.0]] | TRUE
501 | 1.3208 | 8.8346 | 0.0048164 | 1000 | 0 | reclaimed_water_substitution_ratio | 0.65 | [None, 0.0] | [[250.0, 1000.0]] | TRUE
502 | 1.1821 | 4.2481 | 0.0019073 | 1000 | 0 | reclaimed_water_substitution_ratio | 0.65 | [None, 0.0] | [[250.0, 1000.0]] | TRUE
503 | 1.1681 | 3.2504 | 0.004321 | 1000 | 0 | reclaimed_water_substitution_ratio | 0.65 | [None, 0.0] | [[250.0, 1000.0]] | TRUE
504 | 1.1849 | 8.1701 | 0.0044117 | 1000 | 0 | reclaimed_water_substitution_ratio | 0.65 | [None, 0.0] | [[250.0, 1000.0]] | TRUE
505 | 1.341 | 8.2198 | 0.0073451 | 750 | 0 | reclaimed_water_substitution_ratio | 0.65 | [None, 0.0] | [[250.0, 750.0]] | TRUE
506 | 1.2281 | 5.5655 | 0.0013091 | 1000 | 0 | reclaimed_water_substitution_ratio | 0.65 | [None, 0.0] | [[250.0, 1000.0]] | TRUE
507 | 1.1812 | 6.3795 | 0.0070789 | 1000 | 0 | reclaimed_water_substitution_ratio | 0.65 | [None, 0.0] | [[250.0, 1000.0]] | TRUE
508 | 1.1973 | 5.9052 | 0.0047209 | 1000 | 0 | reclaimed_water_substitution_ratio | 0.65 | [None, 0.0] | [[250.0, 1000.0]] | TRUE
509 | 1.335 | 6.4298 | 0.0037125 | 1000 | 0 | reclaimed_water_substitution_ratio | 0.65 | [None, 0.0] | [[250.0, 1000.0]] | TRUE
510 | 1.2239 | 7.1283 | 0.0077618 | 1000 | 0 | reclaimed_water_substitution_ratio | 0.65 | [None, 0.0] | [[250.0, 1000.0]] | TRUE
511 | 1.285 | 3.9076 | 0.0063024 | 1000 | 0 | reclaimed_water_substitution_ratio | 0.65 | [None, 0.0] | [[250.0, 1000.0]] | TRUE
512 | 1.1775 | 7.1898 | 0.0047807 | 1000 | 0 | reclaimed_water_substitution_ratio | 0.65 | [None, 0.0] | [[250.0, 1000.0]] | TRUE
513 | 1.2735 | 3.3564 | 0.005377 | 750 | 0 | reclaimed_water_substitution_ratio | 0.65 | [None, 0.0] | [[250.0, 750.0]] | TRUE
514 | 1.3093 | 7.5853 | 0.0058685 | 1000 | 0 | reclaimed_water_substitution_ratio | 0.65 | [None, 0.0] | [[250.0, 1000.0]] | TRUE
515 | 1.2288 | 3.1308 | 0.0018456 | 1000 | 0 | reclaimed_water_substitution_ratio | 0.65 | [None, 0.0] | [[250.0, 1000.0]] | TRUE
516 | 1.2072 | 5.9566 | 0.0053404 | 1000 | 0 | reclaimed_water_substitution_ratio | 0.65 | [None, 0.0] | [[250.0, 1000.0]] | TRUE
517 | 1.2947 | 6.0116 | 0.0071684 | 1000 | 0 | reclaimed_water_substitution_ratio | 0.65 | [None, 0.0] | [[250.0, 1000.0]] | TRUE
518 | 1.3527 | 3.5318 | 0.0075761 | 750 | 0 | reclaimed_water_substitution_ratio | 0.65 | [None, 0.0] | [[250.0, 750.0]] | TRUE
519 | 1.289 | 5.8056 | 0.0019502 | 1000 | 0 | reclaimed_water_substitution_ratio | 0.65 | [None, 0.0] | [[250.0, 1000.0]] | TRUE
520 | 1.2029 | 8.8128 | 0.0060805 | 1000 | 0 | reclaimed_water_substitution_ratio | 0.65 | [None, 0.0] | [[250.0, 1000.0]] | TRUE
521 | 1.2476 | 7.4926 | 0.0073788 | 1000 | 0 | reclaimed_water_substitution_ratio | 0.65 | [None, 0.0] | [[250.0, 1000.0]] | TRUE
522 | 1.2696 | 5.8821 | 0.00723 | 1000 | 0 | reclaimed_water_substitution_ratio | 0.65 | [None, 0.0] | [[250.0, 1000.0]] | TRUE
523 | 1.3525 | 6.7387 | 0.0043702 | 1000 | 0 | reclaimed_water_substitution_ratio | 0.65 | [None, 0.0] | [[250.0, 1000.0]] | TRUE
524 | 1.2873 | 5.4391 | 0.0032078 | 1000 | 0 | reclaimed_water_substitution_ratio | 0.65 | [None, 0.0] | [[250.0, 1000.0]] | TRUE
525 | 1.2888 | 3.4696 | 0.004188 | 1000 | 0 | reclaimed_water_substitution_ratio | 0.65 | [None, 0.0] | [[250.0, 1000.0]] | TRUE
526 | 1.1823 | 3.7095 | 0.001776 | 1000 | 0 | reclaimed_water_substitution_ratio | 0.65 | [None, 0.0] | [[250.0, 1000.0]] | TRUE
527 | 1.273 | 7.1327 | 0.0016957 | 1000 | 0 | reclaimed_water_substitution_ratio | 0.65 | [None, 0.0] | [[250.0, 1000.0]] | TRUE
528 | 1.274 | 6.3955 | 0.0032809 | 1000 | 0 | reclaimed_water_substitution_ratio | 0.65 | [None, 0.0] | [[250.0, 1000.0]] | TRUE
529 | 1.272 | 7.5457 | 0.0025936 | 1000 | 0 | reclaimed_water_substitution_ratio | 0.65 | [None, 0.0] | [[250.0, 1000.0]] | TRUE
530 | 1.2548 | 4.295 | 0.0024798 | 1000 | 0 | reclaimed_water_substitution_ratio | 0.65 | [None, 0.0] | [[250.0, 1000.0]] | TRUE
531 | 1.1664 | 6.1053 | 0.0016415 | 1000 | 0 | reclaimed_water_substitution_ratio | 0.65 | [None, 0.0] | [[250.0, 1000.0]] | TRUE
532 | 1.1673 | 7.6759 | 0.0016998 | 1000 | 0 | reclaimed_water_substitution_ratio | 0.65 | [None, 0.0] | [[250.0, 1000.0]] | TRUE
533 | 1.2223 | 4.0043 | 0.0038765 | 1000 | 0 | reclaimed_water_substitution_ratio | 0.65 | [None, 0.0] | [[250.0, 1000.0]] | TRUE
534 | 1.2322 | 3.6147 | 0.0027042 | 1000 | 0 | reclaimed_water_substitution_ratio | 0.65 | [None, 0.0] | [[250.0, 1000.0]] | TRUE
535 | 1.1815 | 3.9283 | 0.0022426 | 1000 | 0 | reclaimed_water_substitution_ratio | 0.65 | [None, 0.0] | [[250.0, 1000.0]] | TRUE
536 | 1.3097 | 8.1017 | 0.0035972 | 1000 | 0 | reclaimed_water_substitution_ratio | 0.65 | [None, 0.0] | [[250.0, 1000.0]] | TRUE
537 | 1.2842 | 6.2703 | 0.0063042 | 1000 | 0 | reclaimed_water_substitution_ratio | 0.65 | [None, 0.0] | [[250.0, 1000.0]] | TRUE
538 | 1.1341 | 3.5276 | 0.0069643 | 1000 | 0 | reclaimed_water_substitution_ratio | 0.65 | [None, 0.0] | [[250.0, 1000.0]] | TRUE
539 | 1.293 | 4.195 | 0.0048375 | 1000 | 0 | reclaimed_water_substitution_ratio | 0.65 | [None, 0.0] | [[250.0, 1000.0]] | TRUE
540 | 1.1597 | 8.0371 | 0.0077557 | 1000 | 0 | reclaimed_water_substitution_ratio | 0.65 | [None, 0.0] | [[250.0, 1000.0]] | TRUE
541 | 1.2186 | 5.8592 | 0.0044172 | 1000 | 0 | reclaimed_water_substitution_ratio | 0.65 | [None, 0.0] | [[250.0, 1000.0]] | TRUE
542 | 1.344 | 4.0051 | 0.0052442 | 750 | 0 | reclaimed_water_substitution_ratio | 0.65 | [None, 0.0] | [[250.0, 750.0]] | TRUE
543 | 1.1879 | 4.7242 | 0.0020849 | 1000 | 0 | reclaimed_water_substitution_ratio | 0.65 | [None, 0.0] | [[250.0, 1000.0]] | TRUE
544 | 1.1709 | 4.0549 | 0.0056985 | 1000 | 0 | reclaimed_water_substitution_ratio | 0.65 | [None, 0.0] | [[250.0, 1000.0]] | TRUE
545 | 1.2238 | 7.2254 | 0.00562 | 1000 | 0 | reclaimed_water_substitution_ratio | 0.65 | [None, 0.0] | [[250.0, 1000.0]] | TRUE
546 | 1.2192 | 4.0659 | 0.0042532 | 1000 | 0 | reclaimed_water_substitution_ratio | 0.65 | [None, 0.0] | [[250.0, 1000.0]] | TRUE
547 | 1.2612 | 3.4886 | 0.007892 | 750 | 0 | reclaimed_water_substitution_ratio | 0.65 | [None, 0.0] | [[250.0, 750.0]] | TRUE
548 | 1.3529 | 5.6991 | 0.002645 | 1000 | 0 | reclaimed_water_substitution_ratio | 0.65 | [None, 0.0] | [[250.0, 1000.0]] | TRUE
549 | 1.2247 | 4.3409 | 0.0066875 | 1000 | 0 | reclaimed_water_substitution_ratio | 0.65 | [None, 0.0] | [[250.0, 1000.0]] | TRUE
550 | 1.1637 | 5.4911 | 0.0027605 | 1000 | 0 | reclaimed_water_substitution_ratio | 0.65 | [None, 0.0] | [[250.0, 1000.0]] | TRUE
551 | 1.238 | 7.9005 | 0.00099399 | 1000 | 0 | reclaimed_water_substitution_ratio | 0.65 | [None, 0.0] | [[250.0, 1000.0]] | TRUE
552 | 1.2104 | 6.8782 | 0.0024963 | 1000 | 0 | reclaimed_water_substitution_ratio | 0.65 | [None, 0.0] | [[250.0, 1000.0]] | TRUE
553 | 1.3586 | 4.3366 | 0.0025773 | 1000 | 0 | reclaimed_water_substitution_ratio | 0.65 | [None, 0.0] | [[250.0, 1000.0]] | TRUE
554 | 1.3426 | 6.0657 | 0.00077841 | 1000 | 0 | reclaimed_water_substitution_ratio | 0.65 | [None, 0.0] | [[250.0, 1000.0]] | TRUE
555 | 1.1894 | 5.7151 | 0.00067701 | 1000 | 0 | reclaimed_water_substitution_ratio | 0.65 | [None, 0.0] | [[250.0, 1000.0]] | TRUE
556 | 1.3031 | 7.1907 | 0.0027063 | 1000 | 0 | reclaimed_water_substitution_ratio | 0.65 | [None, 0.0] | [[250.0, 1000.0]] | TRUE
557 | 1.2649 | 8.7488 | 0.0055835 | 1000 | 0 | reclaimed_water_substitution_ratio | 0.65 | [None, 0.0] | [[250.0, 1000.0]] | TRUE
558 | 1.249 | 6.3552 | 0.006045 | 1000 | 0 | reclaimed_water_substitution_ratio | 0.65 | [None, 0.0] | [[250.0, 1000.0]] | TRUE
559 | 1.243 | 8.4489 | 0.00068731 | 1000 | 0 | reclaimed_water_substitution_ratio | 0.65 | [None, 0.0] | [[250.0, 1000.0]] | TRUE
560 | 1.252 | 3.8713 | 0.0051221 | 1000 | 0 | reclaimed_water_substitution_ratio | 0.65 | [None, 0.0] | [[250.0, 1000.0]] | TRUE
561 | 1.1991 | 3.6161 | 0.0054966 | 1000 | 0 | reclaimed_water_substitution_ratio | 0.65 | [None, 0.0] | [[250.0, 1000.0]] | TRUE
562 | 1.1207 | 4.952 | 0.0008558 | 1250 | 0 | reclaimed_water_substitution_ratio | 0.65 | [None, 0.0] | [[250.0, 1250.0]] | TRUE
563 | 1.2008 | 6.716 | 0.0046735 | 1000 | 0 | reclaimed_water_substitution_ratio | 0.65 | [None, 0.0] | [[250.0, 1000.0]] | TRUE
564 | 1.3015 | 7.0342 | 0.0026703 | 1000 | 0 | reclaimed_water_substitution_ratio | 0.65 | [None, 0.0] | [[250.0, 1000.0]] | TRUE
565 | 1.2449 | 7.1311 | 0.0079071 | 1000 | 0 | reclaimed_water_substitution_ratio | 0.65 | [None, 0.0] | [[250.0, 1000.0]] | TRUE
566 | 1.3003 | 7.3648 | 0.0048647 | 1000 | 0 | reclaimed_water_substitution_ratio | 0.65 | [None, 0.0] | [[250.0, 1000.0]] | TRUE
567 | 1.3461 | 6.8038 | 0.0070554 | 750 | 0 | reclaimed_water_substitution_ratio | 0.65 | [None, 0.0] | [[250.0, 750.0]] | TRUE
568 | 1.1567 | 8.8031 | 0.0019949 | 1000 | 0 | reclaimed_water_substitution_ratio | 0.65 | [None, 0.0] | [[250.0, 1000.0]] | TRUE
569 | 1.2281 | 7.0842 | 0.0022651 | 1000 | 0 | reclaimed_water_substitution_ratio | 0.65 | [None, 0.0] | [[250.0, 1000.0]] | TRUE
570 | 1.3257 | 5.5803 | 0.004596 | 1000 | 0 | reclaimed_water_substitution_ratio | 0.65 | [None, 0.0] | [[250.0, 1000.0]] | TRUE
571 | 1.3517 | 3.2261 | 0.0041835 | 750 | 0 | reclaimed_water_substitution_ratio | 0.65 | [None, 0.0] | [[250.0, 750.0]] | TRUE
572 | 1.3309 | 7.8584 | 0.0040046 | 1000 | 0 | reclaimed_water_substitution_ratio | 0.65 | [None, 0.0] | [[250.0, 1000.0]] | TRUE
573 | 1.2802 | 3.0738 | 0.0023056 | 750 | 0 | reclaimed_water_substitution_ratio | 0.65 | [None, 0.0] | [[250.0, 750.0]] | TRUE
574 | 1.3407 | 4.0261 | 0.005515 | 750 | 0 | reclaimed_water_substitution_ratio | 0.65 | [None, 0.0] | [[250.0, 750.0]] | TRUE
575 | 1.2256 | 5.6479 | 0.0015946 | 1000 | 0 | reclaimed_water_substitution_ratio | 0.65 | [None, 0.0] | [[250.0, 1000.0]] | TRUE
576 | 1.346 | 8.8954 | 0.0031197 | 1000 | 0 | reclaimed_water_substitution_ratio | 0.65 | [None, 0.0] | [[250.0, 1000.0]] | TRUE
577 | 1.1825 | 4.3325 | 0.002181 | 1000 | 0 | reclaimed_water_substitution_ratio | 0.65 | [None, 0.0] | [[250.0, 1000.0]] | TRUE
578 | 1.187 | 5.5683 | 0.0014599 | 1000 | 0 | reclaimed_water_substitution_ratio | 0.65 | [None, 0.0] | [[250.0, 1000.0]] | TRUE
579 | 1.1579 | 5.1136 | 0.0020496 | 1000 | 0 | reclaimed_water_substitution_ratio | 0.65 | [None, 0.0] | [[250.0, 1000.0]] | TRUE
580 | 1.2648 | 7.8155 | 0.003472 | 1000 | 0 | reclaimed_water_substitution_ratio | 0.65 | [None, 0.0] | [[250.0, 1000.0]] | TRUE
581 | 1.2576 | 4.1501 | 0.0063633 | 1000 | 0 | reclaimed_water_substitution_ratio | 0.65 | [None, 0.0] | [[250.0, 1000.0]] | TRUE
582 | 1.3478 | 4.693 | 0.0043666 | 1000 | 0 | reclaimed_water_substitution_ratio | 0.65 | [None, 0.0] | [[250.0, 1000.0]] | TRUE
583 | 1.1679 | 5.6958 | 0.0032278 | 1000 | 0 | reclaimed_water_substitution_ratio | 0.65 | [None, 0.0] | [[250.0, 1000.0]] | TRUE
584 | 1.1218 | 8.0605 | 0.00051447 | 1250 | 0 | reclaimed_water_substitution_ratio | 0.65 | [None, 0.0] | [[250.0, 1250.0]] | TRUE
585 | 1.2227 | 4.8165 | 0.0055043 | 1000 | 0 | reclaimed_water_substitution_ratio | 0.65 | [None, 0.0] | [[250.0, 1000.0]] | TRUE
586 | 1.2437 | 3.0575 | 0.0018368 | 1000 | 0 | reclaimed_water_substitution_ratio | 0.65 | [None, 0.0] | [[250.0, 1000.0]] | TRUE
587 | 1.2555 | 7.0795 | 0.0020935 | 1000 | 0 | reclaimed_water_substitution_ratio | 0.65 | [None, 0.0] | [[250.0, 1000.0]] | TRUE
588 | 1.3175 | 5.8719 | 0.0029076 | 1000 | 0 | reclaimed_water_substitution_ratio | 0.65 | [None, 0.0] | [[250.0, 1000.0]] | TRUE
589 | 1.1701 | 8.4031 | 0.0039209 | 1000 | 0 | reclaimed_water_substitution_ratio | 0.65 | [None, 0.0] | [[250.0, 1000.0]] | TRUE
590 | 1.1641 | 7.9652 | 0.0049166 | 1000 | 0 | reclaimed_water_substitution_ratio | 0.65 | [None, 0.0] | [[250.0, 1000.0]] | TRUE
591 | 1.1584 | 4.7612 | 0.0061583 | 1000 | 0 | reclaimed_water_substitution_ratio | 0.65 | [None, 0.0] | [[250.0, 1000.0]] | TRUE
592 | 1.2123 | 7.9013 | 0.001234 | 1000 | 0 | reclaimed_water_substitution_ratio | 0.65 | [None, 0.0] | [[250.0, 1000.0]] | TRUE
593 | 1.2446 | 5.7617 | 0.0033725 | 1000 | 0 | reclaimed_water_substitution_ratio | 0.65 | [None, 0.0] | [[250.0, 1000.0]] | TRUE
594 | 1.2892 | 8.924 | 0.0020076 | 1000 | 0 | reclaimed_water_substitution_ratio | 0.65 | [None, 0.0] | [[250.0, 1000.0]] | TRUE
595 | 1.3548 | 5.2602 | 0.0032569 | 1000 | 0 | reclaimed_water_substitution_ratio | 0.65 | [None, 0.0] | [[250.0, 1000.0]] | TRUE
596 | 1.1526 | 3.0378 | 0.0057647 | 1000 | 0 | reclaimed_water_substitution_ratio | 0.65 | [None, 0.0] | [[250.0, 1000.0]] | TRUE
597 | 1.1319 | 4.2345 | 0.0026023 | 1000 | 0 | reclaimed_water_substitution_ratio | 0.65 | [None, 0.0] | [[250.0, 1000.0]] | TRUE
598 | 1.2842 | 5.7733 | 0.0063943 | 1000 | 0 | reclaimed_water_substitution_ratio | 0.65 | [None, 0.0] | [[250.0, 1000.0]] | TRUE
599 | 1.3449 | 5.8546 | 0.0014023 | 1000 | 0 | reclaimed_water_substitution_ratio | 0.65 | [None, 0.0] | [[250.0, 1000.0]] | TRUE
600 | 1.1364 | 4.719 | 0.001127 | 1250 | 0 | reclaimed_water_substitution_ratio | 0.65 | [None, 0.0] | [[250.0, 1250.0]] | TRUE
601 | 1.2035 | 5.7125 | 0.0046585 | 1000 | 0 | reclaimed_water_substitution_ratio | 0.65 | [None, 0.0] | [[250.0, 1000.0]] | TRUE
602 | 1.3521 | 3.8234 | 0.0067372 | 750 | 0 | reclaimed_water_substitution_ratio | 0.65 | [None, 0.0] | [[250.0, 750.0]] | TRUE
603 | 1.2241 | 4.6755 | 0.0032706 | 1000 | 0 | reclaimed_water_substitution_ratio | 0.65 | [None, 0.0] | [[250.0, 1000.0]] | TRUE
604 | 1.3239 | 4.1604 | 0.0065452 | 1000 | 0 | reclaimed_water_substitution_ratio | 0.65 | [None, 0.0] | [[250.0, 1000.0]] | TRUE
605 | 1.3345 | 8.1681 | 0.0046035 | 1000 | 0 | reclaimed_water_substitution_ratio | 0.65 | [None, 0.0] | [[250.0, 1000.0]] | TRUE
606 | 1.2832 | 5.1174 | 0.0064265 | 1000 | 0 | reclaimed_water_substitution_ratio | 0.65 | [None, 0.0] | [[250.0, 1000.0]] | TRUE
607 | 1.1241 | 7.8186 | 0.0012845 | 1250 | 0 | reclaimed_water_substitution_ratio | 0.65 | [None, 0.0] | [[250.0, 1250.0]] | TRUE
608 | 1.2544 | 8.9899 | 0.0078942 | 1000 | 0 | reclaimed_water_substitution_ratio | 0.65 | [None, 0.0] | [[250.0, 1000.0]] | TRUE
609 | 1.1604 | 4.8224 | 0.0039535 | 1000 | 0 | reclaimed_water_substitution_ratio | 0.65 | [None, 0.0] | [[250.0, 1000.0]] | TRUE
610 | 1.353 | 5.8377 | 0.002344 | 1000 | 0 | reclaimed_water_substitution_ratio | 0.65 | [None, 0.0] | [[250.0, 1000.0]] | TRUE
611 | 1.152 | 6.6053 | 0.0059865 | 1000 | 0 | reclaimed_water_substitution_ratio | 0.65 | [None, 0.0] | [[250.0, 1000.0]] | TRUE
612 | 1.3578 | 7.4987 | 0.0074679 | 750 | 0 | reclaimed_water_substitution_ratio | 0.65 | [None, 0.0] | [[250.0, 750.0]] | TRUE
613 | 1.309 | 3.7065 | 0.0013983 | 1000 | 0 | reclaimed_water_substitution_ratio | 0.65 | [None, 0.0] | [[250.0, 1000.0]] | TRUE
614 | 1.2509 | 4.1134 | 0.0010277 | 1000 | 0 | reclaimed_water_substitution_ratio | 0.65 | [None, 0.0] | [[250.0, 1000.0]] | TRUE
615 | 1.2522 | 6.6794 | 0.0022936 | 1000 | 0 | reclaimed_water_substitution_ratio | 0.65 | [None, 0.0] | [[250.0, 1000.0]] | TRUE
616 | 1.1249 | 7.6568 | 0.0053012 | 1000 | 0 | reclaimed_water_substitution_ratio | 0.65 | [None, 0.0] | [[250.0, 1000.0]] | TRUE
617 | 1.1567 | 7.6668 | 0.0049872 | 1000 | 0 | reclaimed_water_substitution_ratio | 0.65 | [None, 0.0] | [[250.0, 1000.0]] | TRUE
618 | 1.3096 | 5.6121 | 0.0028813 | 1000 | 0 | reclaimed_water_substitution_ratio | 0.65 | [None, 0.0] | [[250.0, 1000.0]] | TRUE
619 | 1.1765 | 3.6915 | 0.0015323 | 1000 | 0 | reclaimed_water_substitution_ratio | 0.65 | [None, 0.0] | [[250.0, 1000.0]] | TRUE
620 | 1.2581 | 8.6451 | 0.00060666 | 1000 | 0 | reclaimed_water_substitution_ratio | 0.65 | [None, 0.0] | [[250.0, 1000.0]] | TRUE
621 | 1.1663 | 4.9945 | 0.0053373 | 1000 | 0 | reclaimed_water_substitution_ratio | 0.65 | [None, 0.0] | [[250.0, 1000.0]] | TRUE
622 | 1.1913 | 6.6222 | 0.0057667 | 1000 | 0 | reclaimed_water_substitution_ratio | 0.65 | [None, 0.0] | [[250.0, 1000.0]] | TRUE
623 | 1.3598 | 8.5541 | 0.0040778 | 1000 | 0 | reclaimed_water_substitution_ratio | 0.65 | [None, 0.0] | [[250.0, 1000.0]] | TRUE
624 | 1.1563 | 8.8576 | 0.0035033 | 1000 | 0 | reclaimed_water_substitution_ratio | 0.65 | [None, 0.0] | [[250.0, 1000.0]] | TRUE
625 | 1.3243 | 7.3703 | 0.0050167 | 1000 | 0 | reclaimed_water_substitution_ratio | 0.65 | [None, 0.0] | [[250.0, 1000.0]] | TRUE
626 | 1.1458 | 4.085 | 0.0020165 | 1000 | 0 | reclaimed_water_substitution_ratio | 0.65 | [None, 0.0] | [[250.0, 1000.0]] | TRUE
627 | 1.3437 | 4.9007 | 0.0038635 | 1000 | 0 | reclaimed_water_substitution_ratio | 0.65 | [None, 0.0] | [[250.0, 1000.0]] | TRUE
628 | 1.228 | 8.5727 | 0.0055445 | 1000 | 0 | reclaimed_water_substitution_ratio | 0.65 | [None, 0.0] | [[250.0, 1000.0]] | TRUE
629 | 1.2563 | 5.436 | 0.0066504 | 1000 | 0 | reclaimed_water_substitution_ratio | 0.65 | [None, 0.0] | [[250.0, 1000.0]] | TRUE
630 | 1.1534 | 7.7917 | 0.0058002 | 1000 | 0 | reclaimed_water_substitution_ratio | 0.65 | [None, 0.0] | [[250.0, 1000.0]] | TRUE
631 | 1.2597 | 7.0932 | 0.0022197 | 1000 | 0 | reclaimed_water_substitution_ratio | 0.65 | [None, 0.0] | [[250.0, 1000.0]] | TRUE
632 | 1.2092 | 4.4144 | 0.0058881 | 1000 | 0 | reclaimed_water_substitution_ratio | 0.65 | [None, 0.0] | [[250.0, 1000.0]] | TRUE
633 | 1.1582 | 5.781 | 0.0030221 | 1000 | 0 | reclaimed_water_substitution_ratio | 0.65 | [None, 0.0] | [[250.0, 1000.0]] | TRUE
634 | 1.2747 | 7.7091 | 0.0050909 | 1000 | 0 | reclaimed_water_substitution_ratio | 0.65 | [None, 0.0] | [[250.0, 1000.0]] | TRUE
635 | 1.2908 | 7.786 | 0.0074646 | 1000 | 0 | reclaimed_water_substitution_ratio | 0.65 | [None, 0.0] | [[250.0, 1000.0]] | TRUE
636 | 1.2492 | 3.2815 | 0.0014946 | 1000 | 0 | reclaimed_water_substitution_ratio | 0.65 | [None, 0.0] | [[250.0, 1000.0]] | TRUE
637 | 1.3591 | 4.7911 | 0.0020172 | 1000 | 0 | reclaimed_water_substitution_ratio | 0.65 | [None, 0.0] | [[250.0, 1000.0]] | TRUE
638 | 1.2415 | 6.6275 | 0.0018569 | 1000 | 0 | reclaimed_water_substitution_ratio | 0.65 | [None, 0.0] | [[250.0, 1000.0]] | TRUE
639 | 1.2677 | 4.1568 | 0.0070199 | 1000 | 0 | reclaimed_water_substitution_ratio | 0.65 | [None, 0.0] | [[250.0, 1000.0]] | TRUE
640 | 1.1204 | 7.8919 | 0.004489 | 1000 | 0 | reclaimed_water_substitution_ratio | 0.65 | [None, 0.0] | [[250.0, 1000.0]] | TRUE
641 | 1.3011 | 5.9543 | 0.0070684 | 1000 | 0 | reclaimed_water_substitution_ratio | 0.65 | [None, 0.0] | [[250.0, 1000.0]] | TRUE
642 | 1.1773 | 6.9419 | 0.0016941 | 1000 | 0 | reclaimed_water_substitution_ratio | 0.65 | [None, 0.0] | [[250.0, 1000.0]] | TRUE
643 | 1.2161 | 4.3264 | 0.0072323 | 1000 | 0 | reclaimed_water_substitution_ratio | 0.65 | [None, 0.0] | [[250.0, 1000.0]] | TRUE
644 | 1.321 | 5.0985 | 0.002354 | 1000 | 0 | reclaimed_water_substitution_ratio | 0.65 | [None, 0.0] | [[250.0, 1000.0]] | TRUE
645 | 1.2159 | 8.0334 | 0.0066801 | 1000 | 0 | reclaimed_water_substitution_ratio | 0.65 | [None, 0.0] | [[250.0, 1000.0]] | TRUE
646 | 1.287 | 6.6709 | 0.0038962 | 1000 | 0 | reclaimed_water_substitution_ratio | 0.65 | [None, 0.0] | [[250.0, 1000.0]] | TRUE
647 | 1.2127 | 8.7354 | 0.0010418 | 1000 | 0 | reclaimed_water_substitution_ratio | 0.65 | [None, 0.0] | [[250.0, 1000.0]] | TRUE
648 | 1.2045 | 3.8883 | 0.0079574 | 1000 | 0 | reclaimed_water_substitution_ratio | 0.65 | [None, 0.0] | [[250.0, 1000.0]] | TRUE
649 | 1.3302 | 7.2061 | 0.0034507 | 1000 | 0 | reclaimed_water_substitution_ratio | 0.65 | [None, 0.0] | [[250.0, 1000.0]] | TRUE
650 | 1.2308 | 5.7541 | 0.0025356 | 1000 | 0 | reclaimed_water_substitution_ratio | 0.65 | [None, 0.0] | [[250.0, 1000.0]] | TRUE
651 | 1.257 | 4.7358 | 0.00076603 | 1000 | 0 | reclaimed_water_substitution_ratio | 0.65 | [None, 0.0] | [[250.0, 1000.0]] | TRUE
652 | 1.323 | 5.0067 | 0.0035674 | 1000 | 0 | reclaimed_water_substitution_ratio | 0.65 | [None, 0.0] | [[250.0, 1000.0]] | TRUE
653 | 1.2139 | 8.3441 | 0.0032995 | 1000 | 0 | reclaimed_water_substitution_ratio | 0.65 | [None, 0.0] | [[250.0, 1000.0]] | TRUE
654 | 1.2011 | 5.5935 | 0.0045364 | 1000 | 0 | reclaimed_water_substitution_ratio | 0.65 | [None, 0.0] | [[250.0, 1000.0]] | TRUE
655 | 1.3599 | 4.2034 | 0.0065919 | 750 | 0 | reclaimed_water_substitution_ratio | 0.65 | [None, 0.0] | [[250.0, 750.0]] | TRUE
656 | 1.3094 | 7.6643 | 0.0025609 | 1000 | 0 | reclaimed_water_substitution_ratio | 0.65 | [None, 0.0] | [[250.0, 1000.0]] | TRUE
657 | 1.2618 | 5.2804 | 0.0045315 | 1000 | 0 | reclaimed_water_substitution_ratio | 0.65 | [None, 0.0] | [[250.0, 1000.0]] | TRUE
658 | 1.2557 | 6.279 | 0.004343 | 1000 | 0 | reclaimed_water_substitution_ratio | 0.65 | [None, 0.0] | [[250.0, 1000.0]] | TRUE
659 | 1.1695 | 5.65 | 0.0062206 | 1000 | 0 | reclaimed_water_substitution_ratio | 0.65 | [None, 0.0] | [[250.0, 1000.0]] | TRUE
660 | 1.1469 | 3.2067 | 0.0033451 | 1000 | 0 | reclaimed_water_substitution_ratio | 0.65 | [None, 0.0] | [[250.0, 1000.0]] | TRUE
661 | 1.2247 | 3.0133 | 0.0032412 | 1000 | 0 | reclaimed_water_substitution_ratio | 0.65 | [None, 0.0] | [[250.0, 1000.0]] | TRUE
662 | 1.1681 | 4.5408 | 0.0027259 | 1000 | 0 | reclaimed_water_substitution_ratio | 0.65 | [None, 0.0] | [[250.0, 1000.0]] | TRUE
663 | 1.2862 | 4.791 | 0.0069764 | 1000 | 0 | reclaimed_water_substitution_ratio | 0.65 | [None, 0.0] | [[250.0, 1000.0]] | TRUE
664 | 1.1875 | 8.9337 | 0.0033638 | 1000 | 0 | reclaimed_water_substitution_ratio | 0.65 | [None, 0.0] | [[250.0, 1000.0]] | TRUE
665 | 1.3471 | 6.3555 | 0.0045006 | 1000 | 0 | reclaimed_water_substitution_ratio | 0.65 | [None, 0.0] | [[250.0, 1000.0]] | TRUE
666 | 1.2626 | 3.8574 | 0.0021314 | 1000 | 0 | reclaimed_water_substitution_ratio | 0.65 | [None, 0.0] | [[250.0, 1000.0]] | TRUE
667 | 1.1737 | 6.6937 | 0.0058905 | 1000 | 0 | reclaimed_water_substitution_ratio | 0.65 | [None, 0.0] | [[250.0, 1000.0]] | TRUE
668 | 1.3049 | 7.067 | 0.0061137 | 1000 | 0 | reclaimed_water_substitution_ratio | 0.65 | [None, 0.0] | [[250.0, 1000.0]] | TRUE
669 | 1.1499 | 6.3499 | 0.0053096 | 1000 | 0 | reclaimed_water_substitution_ratio | 0.65 | [None, 0.0] | [[250.0, 1000.0]] | TRUE
670 | 1.1704 | 7.0696 | 0.0057873 | 1000 | 0 | reclaimed_water_substitution_ratio | 0.65 | [None, 0.0] | [[250.0, 1000.0]] | TRUE
671 | 1.3092 | 3.0448 | 0.0029428 | 750 | 0 | reclaimed_water_substitution_ratio | 0.65 | [None, 0.0] | [[250.0, 750.0]] | TRUE
672 | 1.2858 | 5.4808 | 0.0072306 | 1000 | 0 | reclaimed_water_substitution_ratio | 0.65 | [None, 0.0] | [[250.0, 1000.0]] | TRUE
673 | 1.1815 | 4.1122 | 0.0042322 | 1000 | 0 | reclaimed_water_substitution_ratio | 0.65 | [None, 0.0] | [[250.0, 1000.0]] | TRUE
674 | 1.1673 | 6.7473 | 0.0049229 | 1000 | 0 | reclaimed_water_substitution_ratio | 0.65 | [None, 0.0] | [[250.0, 1000.0]] | TRUE
675 | 1.2165 | 8.577 | 0.0029109 | 1000 | 0 | reclaimed_water_substitution_ratio | 0.65 | [None, 0.0] | [[250.0, 1000.0]] | TRUE
676 | 1.1524 | 8.4686 | 0.0016376 | 1000 | 0 | reclaimed_water_substitution_ratio | 0.65 | [None, 0.0] | [[250.0, 1000.0]] | TRUE
677 | 1.1909 | 8.5739 | 0.0070023 | 1000 | 0 | reclaimed_water_substitution_ratio | 0.65 | [None, 0.0] | [[250.0, 1000.0]] | TRUE
678 | 1.1991 | 4.5129 | 0.0017854 | 1000 | 0 | reclaimed_water_substitution_ratio | 0.65 | [None, 0.0] | [[250.0, 1000.0]] | TRUE
679 | 1.2867 | 3.3546 | 0.0041053 | 750 | 0 | reclaimed_water_substitution_ratio | 0.65 | [None, 0.0] | [[250.0, 750.0]] | TRUE
680 | 1.1365 | 7.6628 | 0.0019912 | 1000 | 0 | reclaimed_water_substitution_ratio | 0.65 | [None, 0.0] | [[250.0, 1000.0]] | TRUE
681 | 1.2419 | 6.2355 | 0.0038385 | 1000 | 0 | reclaimed_water_substitution_ratio | 0.65 | [None, 0.0] | [[250.0, 1000.0]] | TRUE
682 | 1.1203 | 7.6281 | 0.0073705 | 1000 | 0 | reclaimed_water_substitution_ratio | 0.65 | [None, 0.0] | [[250.0, 1000.0]] | TRUE
683 | 1.1565 | 5.116 | 0.0075778 | 1000 | 0 | reclaimed_water_substitution_ratio | 0.65 | [None, 0.0] | [[250.0, 1000.0]] | TRUE
684 | 1.2794 | 7.4397 | 0.0027938 | 1000 | 0 | reclaimed_water_substitution_ratio | 0.65 | [None, 0.0] | [[250.0, 1000.0]] | TRUE
685 | 1.1689 | 3.1083 | 0.0015889 | 1000 | 0 | reclaimed_water_substitution_ratio | 0.65 | [None, 0.0] | [[250.0, 1000.0]] | TRUE
686 | 1.1644 | 3.6258 | 0.00080674 | 1000 | 0 | reclaimed_water_substitution_ratio | 0.65 | [None, 0.0] | [[250.0, 1000.0]] | TRUE
687 | 1.2567 | 8.404 | 0.0030469 | 1000 | 0 | reclaimed_water_substitution_ratio | 0.65 | [None, 0.0] | [[250.0, 1000.0]] | TRUE
688 | 1.2927 | 3.8467 | 0.0063399 | 1000 | 0 | reclaimed_water_substitution_ratio | 0.65 | [None, 0.0] | [[250.0, 1000.0]] | TRUE
689 | 1.1962 | 7.2706 | 0.0031391 | 1000 | 0 | reclaimed_water_substitution_ratio | 0.65 | [None, 0.0] | [[250.0, 1000.0]] | TRUE
690 | 1.147 | 5.2424 | 0.00062167 | 1250 | 0 | reclaimed_water_substitution_ratio | 0.65 | [None, 0.0] | [[250.0, 1250.0]] | TRUE
691 | 1.3431 | 4.5619 | 0.0077945 | 750 | 0 | reclaimed_water_substitution_ratio | 0.65 | [None, 0.0] | [[250.0, 750.0]] | TRUE
692 | 1.1564 | 8.8635 | 0.0021397 | 1000 | 0 | reclaimed_water_substitution_ratio | 0.65 | [None, 0.0] | [[250.0, 1000.0]] | TRUE
693 | 1.1432 | 6.9676 | 0.00054035 | 1250 | 0 | reclaimed_water_substitution_ratio | 0.65 | [None, 0.0] | [[250.0, 1250.0]] | TRUE
694 | 1.3032 | 7.4579 | 0.0040215 | 1000 | 0 | reclaimed_water_substitution_ratio | 0.65 | [None, 0.0] | [[250.0, 1000.0]] | TRUE
695 | 1.2109 | 3.6298 | 0.0036065 | 1000 | 0 | reclaimed_water_substitution_ratio | 0.65 | [None, 0.0] | [[250.0, 1000.0]] | TRUE
696 | 1.2701 | 5.8398 | 0.0053047 | 1000 | 0 | reclaimed_water_substitution_ratio | 0.65 | [None, 0.0] | [[250.0, 1000.0]] | TRUE
697 | 1.2666 | 4.6008 | 0.0043373 | 1000 | 0 | reclaimed_water_substitution_ratio | 0.65 | [None, 0.0] | [[250.0, 1000.0]] | TRUE
698 | 1.3291 | 6.5447 | 0.0066834 | 1000 | 0 | reclaimed_water_substitution_ratio | 0.65 | [None, 0.0] | [[250.0, 1000.0]] | TRUE
699 | 1.3292 | 7.0717 | 0.0041137 | 1000 | 0 | reclaimed_water_substitution_ratio | 0.65 | [None, 0.0] | [[250.0, 1000.0]] | TRUE
700 | 1.3211 | 4.402 | 0.0046085 | 1000 | 0 | reclaimed_water_substitution_ratio | 0.65 | [None, 0.0] | [[250.0, 1000.0]] | TRUE
701 | 1.2963 | 8.3687 | 0.0054586 | 1000 | 0 | reclaimed_water_substitution_ratio | 0.65 | [None, 0.0] | [[250.0, 1000.0]] | TRUE
702 | 1.1527 | 6.1585 | 0.005492 | 1000 | 0 | reclaimed_water_substitution_ratio | 0.65 | [None, 0.0] | [[250.0, 1000.0]] | TRUE
703 | 1.2945 | 6.0919 | 0.0047952 | 1000 | 0 | reclaimed_water_substitution_ratio | 0.65 | [None, 0.0] | [[250.0, 1000.0]] | TRUE
704 | 1.1886 | 6.6041 | 0.0054341 | 1000 | 0 | reclaimed_water_substitution_ratio | 0.65 | [None, 0.0] | [[250.0, 1000.0]] | TRUE
705 | 1.1509 | 8.921 | 0.0046235 | 1000 | 0 | reclaimed_water_substitution_ratio | 0.65 | [None, 0.0] | [[250.0, 1000.0]] | TRUE
706 | 1.1626 | 7.276 | 0.0036596 | 1000 | 0 | reclaimed_water_substitution_ratio | 0.65 | [None, 0.0] | [[250.0, 1000.0]] | TRUE
707 | 1.1509 | 6.6695 | 0.0029806 | 1000 | 0 | reclaimed_water_substitution_ratio | 0.65 | [None, 0.0] | [[250.0, 1000.0]] | TRUE
708 | 1.2621 | 7.9014 | 0.005067 | 1000 | 0 | reclaimed_water_substitution_ratio | 0.65 | [None, 0.0] | [[250.0, 1000.0]] | TRUE
709 | 1.2961 | 5.8898 | 0.0026674 | 1000 | 0 | reclaimed_water_substitution_ratio | 0.65 | [None, 0.0] | [[250.0, 1000.0]] | TRUE
710 | 1.1517 | 4.2231 | 0.00074693 | 1000 | 0 | reclaimed_water_substitution_ratio | 0.65 | [None, 0.0] | [[250.0, 1000.0]] | TRUE
711 | 1.1613 | 6.451 | 0.0076628 | 1000 | 0 | reclaimed_water_substitution_ratio | 0.65 | [None, 0.0] | [[250.0, 1000.0]] | TRUE
712 | 1.1214 | 3.2128 | 0.0044522 | 1000 | 0 | reclaimed_water_substitution_ratio | 0.65 | [None, 0.0] | [[250.0, 1000.0]] | TRUE
713 | 1.132 | 8.4031 | 0.0041143 | 1000 | 0 | reclaimed_water_substitution_ratio | 0.65 | [None, 0.0] | [[250.0, 1000.0]] | TRUE
714 | 1.1461 | 4.7843 | 0.0042373 | 1000 | 0 | reclaimed_water_substitution_ratio | 0.65 | [None, 0.0] | [[250.0, 1000.0]] | TRUE
715 | 1.2187 | 8.851 | 0.0013173 | 1000 | 0 | reclaimed_water_substitution_ratio | 0.65 | [None, 0.0] | [[250.0, 1000.0]] | TRUE
716 | 1.2304 | 7.4699 | 0.0067066 | 1000 | 0 | reclaimed_water_substitution_ratio | 0.65 | [None, 0.0] | [[250.0, 1000.0]] | TRUE
717 | 1.1617 | 5.3417 | 0.0047111 | 1000 | 0 | reclaimed_water_substitution_ratio | 0.65 | [None, 0.0] | [[250.0, 1000.0]] | TRUE
718 | 1.219 | 3.0846 | 0.0024388 | 1000 | 0 | reclaimed_water_substitution_ratio | 0.65 | [None, 0.0] | [[250.0, 1000.0]] | TRUE
719 | 1.142 | 8.0754 | 0.0069335 | 1000 | 0 | reclaimed_water_substitution_ratio | 0.65 | [None, 0.0] | [[250.0, 1000.0]] | TRUE
720 | 1.2771 | 7.4296 | 0.0058037 | 1000 | 0 | reclaimed_water_substitution_ratio | 0.65 | [None, 0.0] | [[250.0, 1000.0]] | TRUE
721 | 1.1537 | 7.1976 | 0.0067311 | 1000 | 0 | reclaimed_water_substitution_ratio | 0.65 | [None, 0.0] | [[250.0, 1000.0]] | TRUE
722 | 1.2569 | 8.8321 | 0.0075906 | 1000 | 0 | reclaimed_water_substitution_ratio | 0.65 | [None, 0.0] | [[250.0, 1000.0]] | TRUE
723 | 1.2662 | 8.3553 | 0.0064402 | 1000 | 0 | reclaimed_water_substitution_ratio | 0.65 | [None, 0.0] | [[250.0, 1000.0]] | TRUE
724 | 1.2497 | 5.7473 | 0.0013485 | 1000 | 0 | reclaimed_water_substitution_ratio | 0.65 | [None, 0.0] | [[250.0, 1000.0]] | TRUE
725 | 1.1796 | 8.5161 | 0.0058226 | 1000 | 0 | reclaimed_water_substitution_ratio | 0.65 | [None, 0.0] | [[250.0, 1000.0]] | TRUE
726 | 1.2286 | 5.0431 | 0.0028978 | 1000 | 0 | reclaimed_water_substitution_ratio | 0.65 | [None, 0.0] | [[250.0, 1000.0]] | TRUE
727 | 1.1472 | 5.1632 | 0.00188 | 1000 | 0 | reclaimed_water_substitution_ratio | 0.65 | [None, 0.0] | [[250.0, 1000.0]] | TRUE
728 | 1.1886 | 6.0372 | 0.0046172 | 1000 | 0 | reclaimed_water_substitution_ratio | 0.65 | [None, 0.0] | [[250.0, 1000.0]] | TRUE
729 | 1.2754 | 4.3275 | 0.0020292 | 1000 | 0 | reclaimed_water_substitution_ratio | 0.65 | [None, 0.0] | [[250.0, 1000.0]] | TRUE
730 | 1.2588 | 8.325 | 0.0066896 | 1000 | 0 | reclaimed_water_substitution_ratio | 0.65 | [None, 0.0] | [[250.0, 1000.0]] | TRUE
731 | 1.1557 | 3.1414 | 0.007983 | 1000 | 0 | reclaimed_water_substitution_ratio | 0.65 | [None, 0.0] | [[250.0, 1000.0]] | TRUE
732 | 1.3366 | 5.2197 | 0.0021844 | 1000 | 0 | reclaimed_water_substitution_ratio | 0.65 | [None, 0.0] | [[250.0, 1000.0]] | TRUE
733 | 1.1281 | 7.8201 | 0.0011355 | 1250 | 0 | reclaimed_water_substitution_ratio | 0.65 | [None, 0.0] | [[250.0, 1250.0]] | TRUE
734 | 1.3481 | 3.7526 | 0.0072266 | 750 | 0 | reclaimed_water_substitution_ratio | 0.65 | [None, 0.0] | [[250.0, 750.0]] | TRUE
735 | 1.2854 | 5.8907 | 0.0042583 | 1000 | 0 | reclaimed_water_substitution_ratio | 0.65 | [None, 0.0] | [[250.0, 1000.0]] | TRUE
736 | 1.2354 | 4.7708 | 0.0031279 | 1000 | 0 | reclaimed_water_substitution_ratio | 0.65 | [None, 0.0] | [[250.0, 1000.0]] | TRUE
737 | 1.3349 | 5.6056 | 0.0038549 | 1000 | 0 | reclaimed_water_substitution_ratio | 0.65 | [None, 0.0] | [[250.0, 1000.0]] | TRUE
738 | 1.338 | 6.3634 | 0.0013405 | 1000 | 0 | reclaimed_water_substitution_ratio | 0.65 | [None, 0.0] | [[250.0, 1000.0]] | TRUE
739 | 1.3361 | 4.4647 | 0.0021234 | 1000 | 0 | reclaimed_water_substitution_ratio | 0.65 | [None, 0.0] | [[250.0, 1000.0]] | TRUE
740 | 1.1465 | 8.3989 | 0.0063939 | 1000 | 0 | reclaimed_water_substitution_ratio | 0.65 | [None, 0.0] | [[250.0, 1000.0]] | TRUE
741 | 1.2606 | 5.3094 | 0.0071561 | 1000 | 0 | reclaimed_water_substitution_ratio | 0.65 | [None, 0.0] | [[250.0, 1000.0]] | TRUE
742 | 1.2884 | 5.5104 | 0.0048937 | 1000 | 0 | reclaimed_water_substitution_ratio | 0.65 | [None, 0.0] | [[250.0, 1000.0]] | TRUE
743 | 1.1254 | 8.2961 | 0.0020609 | 1250 | 0 | reclaimed_water_substitution_ratio | 0.65 | [None, 0.0] | [[250.0, 1250.0]] | TRUE
744 | 1.1406 | 3.9386 | 0.0057168 | 1000 | 0 | reclaimed_water_substitution_ratio | 0.65 | [None, 0.0] | [[250.0, 1000.0]] | TRUE
745 | 1.3011 | 8.3068 | 0.0062758 | 1000 | 0 | reclaimed_water_substitution_ratio | 0.65 | [None, 0.0] | [[250.0, 1000.0]] | TRUE
746 | 1.3194 | 3.1601 | 0.0054588 | 750 | 0 | reclaimed_water_substitution_ratio | 0.65 | [None, 0.0] | [[250.0, 750.0]] | TRUE
747 | 1.1872 | 6.0474 | 0.0058658 | 1000 | 0 | reclaimed_water_substitution_ratio | 0.65 | [None, 0.0] | [[250.0, 1000.0]] | TRUE
748 | 1.139 | 5.1359 | 0.0069406 | 1000 | 0 | reclaimed_water_substitution_ratio | 0.65 | [None, 0.0] | [[250.0, 1000.0]] | TRUE
749 | 1.2533 | 4.9783 | 0.0052882 | 1000 | 0 | reclaimed_water_substitution_ratio | 0.65 | [None, 0.0] | [[250.0, 1000.0]] | TRUE
750 | 1.1274 | 6.74 | 0.0067287 | 1000 | 0 | reclaimed_water_substitution_ratio | 0.65 | [None, 0.0] | [[250.0, 1000.0]] | TRUE
751 | 1.2463 | 4.0145 | 0.0024025 | 1000 | 0 | reclaimed_water_substitution_ratio | 0.65 | [None, 0.0] | [[250.0, 1000.0]] | TRUE
752 | 1.3017 | 6.7582 | 0.0016259 | 1000 | 0 | reclaimed_water_substitution_ratio | 0.65 | [None, 0.0] | [[250.0, 1000.0]] | TRUE
753 | 1.1682 | 8.9452 | 0.0055906 | 1000 | 0 | reclaimed_water_substitution_ratio | 0.65 | [None, 0.0] | [[250.0, 1000.0]] | TRUE
754 | 1.2451 | 8.1935 | 0.00095954 | 1000 | 0 | reclaimed_water_substitution_ratio | 0.65 | [None, 0.0] | [[250.0, 1000.0]] | TRUE
755 | 1.3048 | 7.3966 | 0.001584 | 1000 | 0 | reclaimed_water_substitution_ratio | 0.65 | [None, 0.0] | [[250.0, 1000.0]] | TRUE
756 | 1.3576 | 3.7384 | 0.0061879 | 750 | 0 | reclaimed_water_substitution_ratio | 0.65 | [None, 0.0] | [[250.0, 750.0]] | TRUE
757 | 1.2017 | 4.4371 | 0.0042415 | 1000 | 0 | reclaimed_water_substitution_ratio | 0.65 | [None, 0.0] | [[250.0, 1000.0]] | TRUE
758 | 1.3238 | 3.4082 | 0.0025787 | 750 | 0 | reclaimed_water_substitution_ratio | 0.65 | [None, 0.0] | [[250.0, 750.0]] | TRUE
759 | 1.3387 | 7.2477 | 0.0074247 | 750 | 0 | reclaimed_water_substitution_ratio | 0.65 | [None, 0.0] | [[250.0, 750.0]] | TRUE
760 | 1.2581 | 5.1425 | 0.0017288 | 1000 | 0 | reclaimed_water_substitution_ratio | 0.65 | [None, 0.0] | [[250.0, 1000.0]] | TRUE
761 | 1.1381 | 5.8143 | 0.0017956 | 1000 | 0 | reclaimed_water_substitution_ratio | 0.65 | [None, 0.0] | [[250.0, 1000.0]] | TRUE
762 | 1.3035 | 4.2617 | 0.0065772 | 1000 | 0 | reclaimed_water_substitution_ratio | 0.65 | [None, 0.0] | [[250.0, 1000.0]] | TRUE
763 | 1.3024 | 4.0283 | 0.0069493 | 1000 | 0 | reclaimed_water_substitution_ratio | 0.65 | [None, 0.0] | [[250.0, 1000.0]] | TRUE
764 | 1.1852 | 3.5001 | 0.0065939 | 1000 | 0 | reclaimed_water_substitution_ratio | 0.65 | [None, 0.0] | [[250.0, 1000.0]] | TRUE
765 | 1.2199 | 8.6947 | 0.006471 | 1000 | 0 | reclaimed_water_substitution_ratio | 0.65 | [None, 0.0] | [[250.0, 1000.0]] | TRUE
766 | 1.2803 | 7.2157 | 0.003152 | 1000 | 0 | reclaimed_water_substitution_ratio | 0.65 | [None, 0.0] | [[250.0, 1000.0]] | TRUE
767 | 1.2082 | 3.533 | 0.0011724 | 1000 | 0 | reclaimed_water_substitution_ratio | 0.65 | [None, 0.0] | [[250.0, 1000.0]] | TRUE
768 | 1.1409 | 6.0081 | 0.0014693 | 1000 | 0 | reclaimed_water_substitution_ratio | 0.65 | [None, 0.0] | [[250.0, 1000.0]] | TRUE
769 | 1.1669 | 5.9527 | 0.0017987 | 1000 | 0 | reclaimed_water_substitution_ratio | 0.65 | [None, 0.0] | [[250.0, 1000.0]] | TRUE
770 | 1.1781 | 7.5925 | 0.0075227 | 1000 | 0 | reclaimed_water_substitution_ratio | 0.65 | [None, 0.0] | [[250.0, 1000.0]] | TRUE
771 | 1.169 | 8.6864 | 0.0011242 | 1000 | 0 | reclaimed_water_substitution_ratio | 0.65 | [None, 0.0] | [[250.0, 1000.0]] | TRUE
772 | 1.2853 | 3.6419 | 0.0079429 | 750 | 0 | reclaimed_water_substitution_ratio | 0.65 | [None, 0.0] | [[250.0, 750.0]] | TRUE
773 | 1.3069 | 4.7789 | 0.0041863 | 1000 | 0 | reclaimed_water_substitution_ratio | 0.65 | [None, 0.0] | [[250.0, 1000.0]] | TRUE
774 | 1.2675 | 3.6778 | 0.0078068 | 750 | 0 | reclaimed_water_substitution_ratio | 0.65 | [None, 0.0] | [[250.0, 750.0]] | TRUE
775 | 1.2087 | 7.9637 | 0.0071251 | 1000 | 0 | reclaimed_water_substitution_ratio | 0.65 | [None, 0.0] | [[250.0, 1000.0]] | TRUE
776 | 1.306 | 6.5812 | 0.0055477 | 1000 | 0 | reclaimed_water_substitution_ratio | 0.65 | [None, 0.0] | [[250.0, 1000.0]] | TRUE
777 | 1.209 | 7.2067 | 0.0034997 | 1000 | 0 | reclaimed_water_substitution_ratio | 0.65 | [None, 0.0] | [[250.0, 1000.0]] | TRUE
778 | 1.1448 | 7.9581 | 0.0076869 | 1000 | 0 | reclaimed_water_substitution_ratio | 0.65 | [None, 0.0] | [[250.0, 1000.0]] | TRUE
779 | 1.1417 | 4.2481 | 0.0023809 | 1000 | 0 | reclaimed_water_substitution_ratio | 0.65 | [None, 0.0] | [[250.0, 1000.0]] | TRUE
780 | 1.1274 | 4.64 | 0.0054581 | 1000 | 0 | reclaimed_water_substitution_ratio | 0.65 | [None, 0.0] | [[250.0, 1000.0]] | TRUE
781 | 1.3281 | 7.1503 | 0.0071591 | 1000 | 0 | reclaimed_water_substitution_ratio | 0.65 | [None, 0.0] | [[250.0, 1000.0]] | TRUE
782 | 1.1965 | 8.1966 | 0.0039983 | 1000 | 0 | reclaimed_water_substitution_ratio | 0.65 | [None, 0.0] | [[250.0, 1000.0]] | TRUE
783 | 1.2755 | 7.3737 | 0.0070672 | 1000 | 0 | reclaimed_water_substitution_ratio | 0.65 | [None, 0.0] | [[250.0, 1000.0]] | TRUE
784 | 1.2838 | 5.6816 | 0.0040863 | 1000 | 0 | reclaimed_water_substitution_ratio | 0.65 | [None, 0.0] | [[250.0, 1000.0]] | TRUE
785 | 1.1904 | 4.7229 | 0.0056955 | 1000 | 0 | reclaimed_water_substitution_ratio | 0.65 | [None, 0.0] | [[250.0, 1000.0]] | TRUE
786 | 1.1338 | 8.0251 | 0.0071549 | 1000 | 0 | reclaimed_water_substitution_ratio | 0.65 | [None, 0.0] | [[250.0, 1000.0]] | TRUE
787 | 1.1905 | 3.9896 | 0.0028895 | 1000 | 0 | reclaimed_water_substitution_ratio | 0.65 | [None, 0.0] | [[250.0, 1000.0]] | TRUE
788 | 1.2938 | 7.3697 | 0.0020861 | 1000 | 0 | reclaimed_water_substitution_ratio | 0.65 | [None, 0.0] | [[250.0, 1000.0]] | TRUE
789 | 1.1781 | 6.4521 | 0.0036787 | 1000 | 0 | reclaimed_water_substitution_ratio | 0.65 | [None, 0.0] | [[250.0, 1000.0]] | TRUE
790 | 1.2127 | 3.3909 | 0.004071 | 1000 | 0 | reclaimed_water_substitution_ratio | 0.65 | [None, 0.0] | [[250.0, 1000.0]] | TRUE
791 | 1.2506 | 4.9099 | 0.0052117 | 1000 | 0 | reclaimed_water_substitution_ratio | 0.65 | [None, 0.0] | [[250.0, 1000.0]] | TRUE
792 | 1.2498 | 7.4133 | 0.0022904 | 1000 | 0 | reclaimed_water_substitution_ratio | 0.65 | [None, 0.0] | [[250.0, 1000.0]] | TRUE
793 | 1.3299 | 6.3442 | 0.0033368 | 1000 | 0 | reclaimed_water_substitution_ratio | 0.65 | [None, 0.0] | [[250.0, 1000.0]] | TRUE
794 | 1.3523 | 7.0296 | 0.0062259 | 1000 | 0 | reclaimed_water_substitution_ratio | 0.65 | [None, 0.0] | [[250.0, 1000.0]] | TRUE
795 | 1.3432 | 5.5518 | 0.0018208 | 1000 | 0 | reclaimed_water_substitution_ratio | 0.65 | [None, 0.0] | [[250.0, 1000.0]] | TRUE
796 | 1.195 | 3.252 | 0.0025956 | 1000 | 0 | reclaimed_water_substitution_ratio | 0.65 | [None, 0.0] | [[250.0, 1000.0]] | TRUE
797 | 1.1627 | 6.0181 | 0.0051268 | 1000 | 0 | reclaimed_water_substitution_ratio | 0.65 | [None, 0.0] | [[250.0, 1000.0]] | TRUE
798 | 1.3089 | 8.9753 | 0.003031 | 1000 | 0 | reclaimed_water_substitution_ratio | 0.65 | [None, 0.0] | [[250.0, 1000.0]] | TRUE
799 | 1.333 | 7.1712 | 0.0018716 | 1000 | 0 | reclaimed_water_substitution_ratio | 0.65 | [None, 0.0] | [[250.0, 1000.0]] | TRUE
800 | 1.1474 | 5.7041 | 0.0046217 | 1000 | 0 | reclaimed_water_substitution_ratio | 0.65 | [None, 0.0] | [[250.0, 1000.0]] | TRUE
801 | 1.283 | 5.2484 | 0.0033784 | 1000 | 0 | reclaimed_water_substitution_ratio | 0.65 | [None, 0.0] | [[250.0, 1000.0]] | TRUE
802 | 1.1959 | 7.2912 | 0.0021077 | 1000 | 0 | reclaimed_water_substitution_ratio | 0.65 | [None, 0.0] | [[250.0, 1000.0]] | TRUE
803 | 1.1545 | 3.2635 | 0.0049143 | 1000 | 0 | reclaimed_water_substitution_ratio | 0.65 | [None, 0.0] | [[250.0, 1000.0]] | TRUE
804 | 1.1567 | 3.8306 | 0.0010296 | 1000 | 0 | reclaimed_water_substitution_ratio | 0.65 | [None, 0.0] | [[250.0, 1000.0]] | TRUE
805 | 1.2585 | 6.76 | 0.0020329 | 1000 | 0 | reclaimed_water_substitution_ratio | 0.65 | [None, 0.0] | [[250.0, 1000.0]] | TRUE
806 | 1.2437 | 4.5133 | 0.0050378 | 1000 | 0 | reclaimed_water_substitution_ratio | 0.65 | [None, 0.0] | [[250.0, 1000.0]] | TRUE
807 | 1.2028 | 7.5256 | 0.0017864 | 1000 | 0 | reclaimed_water_substitution_ratio | 0.65 | [None, 0.0] | [[250.0, 1000.0]] | TRUE
808 | 1.1921 | 8.7272 | 0.0060359 | 1000 | 0 | reclaimed_water_substitution_ratio | 0.65 | [None, 0.0] | [[250.0, 1000.0]] | TRUE
809 | 1.2682 | 7.578 | 0.0075127 | 1000 | 0 | reclaimed_water_substitution_ratio | 0.65 | [None, 0.0] | [[250.0, 1000.0]] | TRUE
810 | 1.2891 | 8.9837 | 0.0050075 | 1000 | 0 | reclaimed_water_substitution_ratio | 0.65 | [None, 0.0] | [[250.0, 1000.0]] | TRUE
811 | 1.3175 | 5.0857 | 0.0017195 | 1000 | 0 | reclaimed_water_substitution_ratio | 0.65 | [None, 0.0] | [[250.0, 1000.0]] | TRUE
812 | 1.1235 | 7.3143 | 0.0027815 | 1000 | 0 | reclaimed_water_substitution_ratio | 0.65 | [None, 0.0] | [[250.0, 1000.0]] | TRUE
813 | 1.1827 | 7.777 | 0.0035194 | 1000 | 0 | reclaimed_water_substitution_ratio | 0.65 | [None, 0.0] | [[250.0, 1000.0]] | TRUE
814 | 1.3556 | 5.1074 | 0.0057641 | 1000 | 0 | reclaimed_water_substitution_ratio | 0.65 | [None, 0.0] | [[250.0, 1000.0]] | TRUE
815 | 1.1333 | 3.1982 | 0.0012609 | 1000 | 0 | reclaimed_water_substitution_ratio | 0.65 | [None, 0.0] | [[250.0, 1000.0]] | TRUE
816 | 1.3413 | 6.4811 | 0.0049888 | 1000 | 0 | reclaimed_water_substitution_ratio | 0.65 | [None, 0.0] | [[250.0, 1000.0]] | TRUE
817 | 1.2852 | 6.3635 | 0.0060966 | 1000 | 0 | reclaimed_water_substitution_ratio | 0.65 | [None, 0.0] | [[250.0, 1000.0]] | TRUE
818 | 1.3579 | 8.8073 | 0.0036094 | 1000 | 0 | reclaimed_water_substitution_ratio | 0.65 | [None, 0.0] | [[250.0, 1000.0]] | TRUE
819 | 1.1647 | 3.2158 | 0.0063958 | 1000 | 0 | reclaimed_water_substitution_ratio | 0.65 | [None, 0.0] | [[250.0, 1000.0]] | TRUE
820 | 1.1525 | 3.1717 | 0.0026088 | 1000 | 0 | reclaimed_water_substitution_ratio | 0.65 | [None, 0.0] | [[250.0, 1000.0]] | TRUE
821 | 1.286 | 3.7042 | 0.001673 | 1000 | 0 | reclaimed_water_substitution_ratio | 0.65 | [None, 0.0] | [[250.0, 1000.0]] | TRUE
822 | 1.1841 | 3.5412 | 0.0069984 | 1000 | 0 | reclaimed_water_substitution_ratio | 0.65 | [None, 0.0] | [[250.0, 1000.0]] | TRUE
823 | 1.2791 | 6.9504 | 0.0077495 | 1000 | 0 | reclaimed_water_substitution_ratio | 0.65 | [None, 0.0] | [[250.0, 1000.0]] | TRUE
824 | 1.2311 | 8.0953 | 0.0059887 | 1000 | 0 | reclaimed_water_substitution_ratio | 0.65 | [None, 0.0] | [[250.0, 1000.0]] | TRUE
825 | 1.1636 | 5.5665 | 0.0065694 | 1000 | 0 | reclaimed_water_substitution_ratio | 0.65 | [None, 0.0] | [[250.0, 1000.0]] | TRUE
826 | 1.1555 | 7.8606 | 0.00078493 | 1000 | 0 | reclaimed_water_substitution_ratio | 0.65 | [None, 0.0] | [[250.0, 1000.0]] | TRUE
827 | 1.3156 | 5.7603 | 0.0017819 | 1000 | 0 | reclaimed_water_substitution_ratio | 0.65 | [None, 0.0] | [[250.0, 1000.0]] | TRUE
828 | 1.2076 | 4.7375 | 0.0042043 | 1000 | 0 | reclaimed_water_substitution_ratio | 0.65 | [None, 0.0] | [[250.0, 1000.0]] | TRUE
829 | 1.2607 | 8.2313 | 0.0047694 | 1000 | 0 | reclaimed_water_substitution_ratio | 0.65 | [None, 0.0] | [[250.0, 1000.0]] | TRUE
830 | 1.2097 | 4.6753 | 0.0040142 | 1000 | 0 | reclaimed_water_substitution_ratio | 0.65 | [None, 0.0] | [[250.0, 1000.0]] | TRUE
831 | 1.228 | 4.2638 | 0.00094726 | 1000 | 0 | reclaimed_water_substitution_ratio | 0.65 | [None, 0.0] | [[250.0, 1000.0]] | TRUE
832 | 1.3445 | 8.5767 | 0.0044657 | 1000 | 0 | reclaimed_water_substitution_ratio | 0.65 | [None, 0.0] | [[250.0, 1000.0]] | TRUE
833 | 1.2563 | 6.5279 | 0.004837 | 1000 | 0 | reclaimed_water_substitution_ratio | 0.65 | [None, 0.0] | [[250.0, 1000.0]] | TRUE
834 | 1.3415 | 7.8111 | 0.005531 | 1000 | 0 | reclaimed_water_substitution_ratio | 0.65 | [None, 0.0] | [[250.0, 1000.0]] | TRUE
835 | 1.2125 | 3.0536 | 0.0079566 | 750 | 0 | reclaimed_water_substitution_ratio | 0.65 | [None, 0.0] | [[250.0, 750.0]] | TRUE
836 | 1.2301 | 4.0872 | 0.0041133 | 1000 | 0 | reclaimed_water_substitution_ratio | 0.65 | [None, 0.0] | [[250.0, 1000.0]] | TRUE
837 | 1.336 | 8.7919 | 0.0050897 | 1000 | 0 | reclaimed_water_substitution_ratio | 0.65 | [None, 0.0] | [[250.0, 1000.0]] | TRUE
838 | 1.2194 | 8.7599 | 0.00052096 | 1000 | 0 | reclaimed_water_substitution_ratio | 0.65 | [None, 0.0] | [[250.0, 1000.0]] | TRUE
839 | 1.1478 | 3.9974 | 0.0026394 | 1000 | 0 | reclaimed_water_substitution_ratio | 0.65 | [None, 0.0] | [[250.0, 1000.0]] | TRUE
840 | 1.3554 | 4.949 | 0.002918 | 1000 | 0 | reclaimed_water_substitution_ratio | 0.65 | [None, 0.0] | [[250.0, 1000.0]] | TRUE
841 | 1.3442 | 6.7643 | 0.0038065 | 1000 | 0 | reclaimed_water_substitution_ratio | 0.65 | [None, 0.0] | [[250.0, 1000.0]] | TRUE
842 | 1.3182 | 3.7333 | 0.0025503 | 1000 | 0 | reclaimed_water_substitution_ratio | 0.65 | [None, 0.0] | [[250.0, 1000.0]] | TRUE
843 | 1.2198 | 6.3824 | 0.0042293 | 1000 | 0 | reclaimed_water_substitution_ratio | 0.65 | [None, 0.0] | [[250.0, 1000.0]] | TRUE
844 | 1.3081 | 8.9657 | 0.0068957 | 1000 | 0 | reclaimed_water_substitution_ratio | 0.65 | [None, 0.0] | [[250.0, 1000.0]] | TRUE
845 | 1.2996 | 7.9388 | 0.0031423 | 1000 | 0 | reclaimed_water_substitution_ratio | 0.65 | [None, 0.0] | [[250.0, 1000.0]] | TRUE
846 | 1.3429 | 5.2325 | 0.0019557 | 1000 | 0 | reclaimed_water_substitution_ratio | 0.65 | [None, 0.0] | [[250.0, 1000.0]] | TRUE
847 | 1.3435 | 7.9859 | 0.0022994 | 1000 | 0 | reclaimed_water_substitution_ratio | 0.65 | [None, 0.0] | [[250.0, 1000.0]] | TRUE
848 | 1.23 | 5.7667 | 0.0041026 | 1000 | 0 | reclaimed_water_substitution_ratio | 0.65 | [None, 0.0] | [[250.0, 1000.0]] | TRUE
849 | 1.2104 | 3.2752 | 0.0047398 | 1000 | 0 | reclaimed_water_substitution_ratio | 0.65 | [None, 0.0] | [[250.0, 1000.0]] | TRUE
850 | 1.1373 | 5.25 | 0.0047838 | 1000 | 0 | reclaimed_water_substitution_ratio | 0.65 | [None, 0.0] | [[250.0, 1000.0]] | TRUE
851 | 1.3181 | 8.3094 | 0.0032402 | 1000 | 0 | reclaimed_water_substitution_ratio | 0.65 | [None, 0.0] | [[250.0, 1000.0]] | TRUE
852 | 1.2788 | 8.5017 | 0.0071987 | 1000 | 0 | reclaimed_water_substitution_ratio | 0.65 | [None, 0.0] | [[250.0, 1000.0]] | TRUE
853 | 1.3277 | 5.1006 | 0.002466 | 1000 | 0 | reclaimed_water_substitution_ratio | 0.65 | [None, 0.0] | [[250.0, 1000.0]] | TRUE
854 | 1.1577 | 3.9645 | 0.001658 | 1000 | 0 | reclaimed_water_substitution_ratio | 0.65 | [None, 0.0] | [[250.0, 1000.0]] | TRUE
855 | 1.2028 | 3.41 | 0.0016981 | 1000 | 0 | reclaimed_water_substitution_ratio | 0.65 | [None, 0.0] | [[250.0, 1000.0]] | TRUE
856 | 1.3266 | 4.9188 | 0.0056832 | 1000 | 0 | reclaimed_water_substitution_ratio | 0.65 | [None, 0.0] | [[250.0, 1000.0]] | TRUE
857 | 1.2237 | 4.7199 | 0.0034502 | 1000 | 0 | reclaimed_water_substitution_ratio | 0.65 | [None, 0.0] | [[250.0, 1000.0]] | TRUE
858 | 1.3283 | 5.0562 | 0.0074656 | 1000 | 0 | reclaimed_water_substitution_ratio | 0.65 | [None, 0.0] | [[250.0, 1000.0]] | TRUE
859 | 1.174 | 7.0717 | 0.0051987 | 1000 | 0 | reclaimed_water_substitution_ratio | 0.65 | [None, 0.0] | [[250.0, 1000.0]] | TRUE
860 | 1.2034 | 8.1368 | 0.0063232 | 1000 | 0 | reclaimed_water_substitution_ratio | 0.65 | [None, 0.0] | [[250.0, 1000.0]] | TRUE
861 | 1.3082 | 6.0189 | 0.0007197 | 1000 | 0 | reclaimed_water_substitution_ratio | 0.65 | [None, 0.0] | [[250.0, 1000.0]] | TRUE
862 | 1.224 | 8.1701 | 0.00449 | 1000 | 0 | reclaimed_water_substitution_ratio | 0.65 | [None, 0.0] | [[250.0, 1000.0]] | TRUE
863 | 1.1628 | 3.9538 | 0.0027018 | 1000 | 0 | reclaimed_water_substitution_ratio | 0.65 | [None, 0.0] | [[250.0, 1000.0]] | TRUE
864 | 1.312 | 4.752 | 0.0051447 | 1000 | 0 | reclaimed_water_substitution_ratio | 0.65 | [None, 0.0] | [[250.0, 1000.0]] | TRUE
865 | 1.2228 | 8.1749 | 0.0079286 | 1000 | 0 | reclaimed_water_substitution_ratio | 0.65 | [None, 0.0] | [[250.0, 1000.0]] | TRUE
866 | 1.3394 | 5.4162 | 0.0067734 | 1000 | 0 | reclaimed_water_substitution_ratio | 0.65 | [None, 0.0] | [[250.0, 1000.0]] | TRUE
867 | 1.1698 | 8.9589 | 0.0031479 | 1000 | 0 | reclaimed_water_substitution_ratio | 0.65 | [None, 0.0] | [[250.0, 1000.0]] | TRUE
868 | 1.1448 | 8.1235 | 0.0025245 | 1000 | 0 | reclaimed_water_substitution_ratio | 0.65 | [None, 0.0] | [[250.0, 1000.0]] | TRUE
869 | 1.1994 | 4.2903 | 0.002121 | 1000 | 0 | reclaimed_water_substitution_ratio | 0.65 | [None, 0.0] | [[250.0, 1000.0]] | TRUE
870 | 1.1256 | 8.8255 | 0.0050267 | 1000 | 0 | reclaimed_water_substitution_ratio | 0.65 | [None, 0.0] | [[250.0, 1000.0]] | TRUE
871 | 1.2755 | 3.6874 | 0.0021586 | 1000 | 0 | reclaimed_water_substitution_ratio | 0.65 | [None, 0.0] | [[250.0, 1000.0]] | TRUE
872 | 1.1301 | 3.3629 | 0.0056507 | 1000 | 0 | reclaimed_water_substitution_ratio | 0.65 | [None, 0.0] | [[250.0, 1000.0]] | TRUE
873 | 1.321 | 3.6338 | 0.0016854 | 1000 | 0 | reclaimed_water_substitution_ratio | 0.65 | [None, 0.0] | [[250.0, 1000.0]] | TRUE
874 | 1.2917 | 7.7977 | 0.0064189 | 1000 | 0 | reclaimed_water_substitution_ratio | 0.65 | [None, 0.0] | [[250.0, 1000.0]] | TRUE
875 | 1.2183 | 5.5704 | 0.0071499 | 1000 | 0 | reclaimed_water_substitution_ratio | 0.65 | [None, 0.0] | [[250.0, 1000.0]] | TRUE
876 | 1.2424 | 7.416 | 0.0015611 | 1000 | 0 | reclaimed_water_substitution_ratio | 0.65 | [None, 0.0] | [[250.0, 1000.0]] | TRUE
877 | 1.1938 | 8.6627 | 0.0023309 | 1000 | 0 | reclaimed_water_substitution_ratio | 0.65 | [None, 0.0] | [[250.0, 1000.0]] | TRUE
878 | 1.129 | 3.8786 | 0.0074396 | 1000 | 0 | reclaimed_water_substitution_ratio | 0.65 | [None, 0.0] | [[250.0, 1000.0]] | TRUE
879 | 1.322 | 7.9908 | 0.006809 | 1000 | 0 | reclaimed_water_substitution_ratio | 0.65 | [None, 0.0] | [[250.0, 1000.0]] | TRUE
880 | 1.207 | 3.476 | 0.0023681 | 1000 | 0 | reclaimed_water_substitution_ratio | 0.65 | [None, 0.0] | [[250.0, 1000.0]] | TRUE
881 | 1.1622 | 6.8285 | 0.0075056 | 1000 | 0 | reclaimed_water_substitution_ratio | 0.65 | [None, 0.0] | [[250.0, 1000.0]] | TRUE
882 | 1.3146 | 7.4826 | 0.0046637 | 1000 | 0 | reclaimed_water_substitution_ratio | 0.65 | [None, 0.0] | [[250.0, 1000.0]] | TRUE
883 | 1.231 | 7.3547 | 0.004581 | 1000 | 0 | reclaimed_water_substitution_ratio | 0.65 | [None, 0.0] | [[250.0, 1000.0]] | TRUE
884 | 1.2827 | 6.0122 | 0.00054498 | 1000 | 0 | reclaimed_water_substitution_ratio | 0.65 | [None, 0.0] | [[250.0, 1000.0]] | TRUE
885 | 1.3356 | 3.0587 | 0.002082 | 750 | 0 | reclaimed_water_substitution_ratio | 0.65 | [None, 0.0] | [[250.0, 750.0]] | TRUE
886 | 1.1861 | 8.8391 | 0.0019734 | 1000 | 0 | reclaimed_water_substitution_ratio | 0.65 | [None, 0.0] | [[250.0, 1000.0]] | TRUE
887 | 1.1529 | 5.861 | 0.0075978 | 1000 | 0 | reclaimed_water_substitution_ratio | 0.65 | [None, 0.0] | [[250.0, 1000.0]] | TRUE
888 | 1.1627 | 3.5077 | 0.0022927 | 1000 | 0 | reclaimed_water_substitution_ratio | 0.65 | [None, 0.0] | [[250.0, 1000.0]] | TRUE
889 | 1.3568 | 5.4199 | 0.00054559 | 1000 | 0 | reclaimed_water_substitution_ratio | 0.65 | [None, 0.0] | [[250.0, 1000.0]] | TRUE
890 | 1.2098 | 7.2656 | 0.0019958 | 1000 | 0 | reclaimed_water_substitution_ratio | 0.65 | [None, 0.0] | [[250.0, 1000.0]] | TRUE
891 | 1.1618 | 7.6133 | 0.0078428 | 1000 | 0 | reclaimed_water_substitution_ratio | 0.65 | [None, 0.0] | [[250.0, 1000.0]] | TRUE
892 | 1.249 | 6.9359 | 0.0045709 | 1000 | 0 | reclaimed_water_substitution_ratio | 0.65 | [None, 0.0] | [[250.0, 1000.0]] | TRUE
893 | 1.1648 | 5.7852 | 0.0055527 | 1000 | 0 | reclaimed_water_substitution_ratio | 0.65 | [None, 0.0] | [[250.0, 1000.0]] | TRUE
894 | 1.1888 | 8.0741 | 0.002853 | 1000 | 0 | reclaimed_water_substitution_ratio | 0.65 | [None, 0.0] | [[250.0, 1000.0]] | TRUE
895 | 1.2605 | 5.754 | 0.0048689 | 1000 | 0 | reclaimed_water_substitution_ratio | 0.65 | [None, 0.0] | [[250.0, 1000.0]] | TRUE
896 | 1.2694 | 8.3771 | 0.0077517 | 1000 | 0 | reclaimed_water_substitution_ratio | 0.65 | [None, 0.0] | [[250.0, 1000.0]] | TRUE
897 | 1.2726 | 7.1497 | 0.0012791 | 1000 | 0 | reclaimed_water_substitution_ratio | 0.65 | [None, 0.0] | [[250.0, 1000.0]] | TRUE
898 | 1.2744 | 4.723 | 0.0068604 | 1000 | 0 | reclaimed_water_substitution_ratio | 0.65 | [None, 0.0] | [[250.0, 1000.0]] | TRUE
899 | 1.314 | 7.5784 | 0.00080841 | 1000 | 0 | reclaimed_water_substitution_ratio | 0.65 | [None, 0.0] | [[250.0, 1000.0]] | TRUE
900 | 1.2761 | 3.4854 | 0.007919 | 750 | 0 | reclaimed_water_substitution_ratio | 0.65 | [None, 0.0] | [[250.0, 750.0]] | TRUE
901 | 1.2324 | 8.436 | 0.0016849 | 1000 | 0 | reclaimed_water_substitution_ratio | 0.65 | [None, 0.0] | [[250.0, 1000.0]] | TRUE
902 | 1.3542 | 6.3704 | 0.0032942 | 1000 | 0 | reclaimed_water_substitution_ratio | 0.65 | [None, 0.0] | [[250.0, 1000.0]] | TRUE
903 | 1.2466 | 4.0516 | 0.0053915 | 1000 | 0 | reclaimed_water_substitution_ratio | 0.65 | [None, 0.0] | [[250.0, 1000.0]] | TRUE
904 | 1.2542 | 4.6696 | 0.0043217 | 1000 | 0 | reclaimed_water_substitution_ratio | 0.65 | [None, 0.0] | [[250.0, 1000.0]] | TRUE
905 | 1.3356 | 6.0045 | 0.002864 | 1000 | 0 | reclaimed_water_substitution_ratio | 0.65 | [None, 0.0] | [[250.0, 1000.0]] | TRUE
906 | 1.1774 | 7.9535 | 0.0061112 | 1000 | 0 | reclaimed_water_substitution_ratio | 0.65 | [None, 0.0] | [[250.0, 1000.0]] | TRUE
907 | 1.1948 | 8.1314 | 0.0015831 | 1000 | 0 | reclaimed_water_substitution_ratio | 0.65 | [None, 0.0] | [[250.0, 1000.0]] | TRUE
908 | 1.1571 | 8.3053 | 0.0073212 | 1000 | 0 | reclaimed_water_substitution_ratio | 0.65 | [None, 0.0] | [[250.0, 1000.0]] | TRUE
909 | 1.1993 | 5.4864 | 0.0025102 | 1000 | 0 | reclaimed_water_substitution_ratio | 0.65 | [None, 0.0] | [[250.0, 1000.0]] | TRUE
910 | 1.1224 | 6.6067 | 0.00097453 | 1250 | 0 | reclaimed_water_substitution_ratio | 0.65 | [None, 0.0] | [[250.0, 1250.0]] | TRUE
911 | 1.3032 | 5.815 | 0.0046065 | 1000 | 0 | reclaimed_water_substitution_ratio | 0.65 | [None, 0.0] | [[250.0, 1000.0]] | TRUE
912 | 1.2686 | 8.1343 | 0.0076533 | 1000 | 0 | reclaimed_water_substitution_ratio | 0.65 | [None, 0.0] | [[250.0, 1000.0]] | TRUE
913 | 1.3593 | 3.2498 | 0.00099966 | 750 | 0 | reclaimed_water_substitution_ratio | 0.65 | [None, 0.0] | [[250.0, 750.0]] | TRUE
914 | 1.202 | 6.4701 | 0.0011004 | 1000 | 0 | reclaimed_water_substitution_ratio | 0.65 | [None, 0.0] | [[250.0, 1000.0]] | TRUE
915 | 1.2023 | 7.8639 | 0.0049312 | 1000 | 0 | reclaimed_water_substitution_ratio | 0.65 | [None, 0.0] | [[250.0, 1000.0]] | TRUE
916 | 1.2114 | 3.8729 | 0.0036793 | 1000 | 0 | reclaimed_water_substitution_ratio | 0.65 | [None, 0.0] | [[250.0, 1000.0]] | TRUE
917 | 1.2427 | 4.0674 | 0.002609 | 1000 | 0 | reclaimed_water_substitution_ratio | 0.65 | [None, 0.0] | [[250.0, 1000.0]] | TRUE
918 | 1.123 | 7.3314 | 0.0013856 | 1250 | 0 | reclaimed_water_substitution_ratio | 0.65 | [None, 0.0] | [[250.0, 1250.0]] | TRUE
919 | 1.3432 | 8.7617 | 0.0021565 | 1000 | 0 | reclaimed_water_substitution_ratio | 0.65 | [None, 0.0] | [[250.0, 1000.0]] | TRUE
920 | 1.2749 | 5.7086 | 0.0017744 | 1000 | 0 | reclaimed_water_substitution_ratio | 0.65 | [None, 0.0] | [[250.0, 1000.0]] | TRUE
921 | 1.1233 | 3.4894 | 0.0016611 | 1000 | 0 | reclaimed_water_substitution_ratio | 0.65 | [None, 0.0] | [[250.0, 1000.0]] | TRUE
922 | 1.264 | 8.697 | 0.0053094 | 1000 | 0 | reclaimed_water_substitution_ratio | 0.65 | [None, 0.0] | [[250.0, 1000.0]] | TRUE
923 | 1.3501 | 8.1139 | 0.0018096 | 1000 | 0 | reclaimed_water_substitution_ratio | 0.65 | [None, 0.0] | [[250.0, 1000.0]] | TRUE
924 | 1.215 | 7.7185 | 0.0062746 | 1000 | 0 | reclaimed_water_substitution_ratio | 0.65 | [None, 0.0] | [[250.0, 1000.0]] | TRUE
925 | 1.1548 | 4.3991 | 0.0020644 | 1000 | 0 | reclaimed_water_substitution_ratio | 0.65 | [None, 0.0] | [[250.0, 1000.0]] | TRUE
926 | 1.3036 | 4.1726 | 0.0058134 | 1000 | 0 | reclaimed_water_substitution_ratio | 0.65 | [None, 0.0] | [[250.0, 1000.0]] | TRUE
927 | 1.3054 | 5.3399 | 0.0039209 | 1000 | 0 | reclaimed_water_substitution_ratio | 0.65 | [None, 0.0] | [[250.0, 1000.0]] | TRUE
928 | 1.2299 | 8.037 | 0.0065383 | 1000 | 0 | reclaimed_water_substitution_ratio | 0.65 | [None, 0.0] | [[250.0, 1000.0]] | TRUE
929 | 1.3389 | 5.4428 | 0.003349 | 1000 | 0 | reclaimed_water_substitution_ratio | 0.65 | [None, 0.0] | [[250.0, 1000.0]] | TRUE
930 | 1.2372 | 8.8933 | 0.0063006 | 1000 | 0 | reclaimed_water_substitution_ratio | 0.65 | [None, 0.0] | [[250.0, 1000.0]] | TRUE
931 | 1.208 | 8.5336 | 0.0079505 | 1000 | 0 | reclaimed_water_substitution_ratio | 0.65 | [None, 0.0] | [[250.0, 1000.0]] | TRUE
932 | 1.3342 | 5.5339 | 0.00070525 | 1000 | 0 | reclaimed_water_substitution_ratio | 0.65 | [None, 0.0] | [[250.0, 1000.0]] | TRUE
933 | 1.3085 | 6.9426 | 0.0052916 | 1000 | 0 | reclaimed_water_substitution_ratio | 0.65 | [None, 0.0] | [[250.0, 1000.0]] | TRUE
934 | 1.2134 | 8.3732 | 0.0025306 | 1000 | 0 | reclaimed_water_substitution_ratio | 0.65 | [None, 0.0] | [[250.0, 1000.0]] | TRUE
935 | 1.1849 | 6.0666 | 0.0060651 | 1000 | 0 | reclaimed_water_substitution_ratio | 0.65 | [None, 0.0] | [[250.0, 1000.0]] | TRUE
936 | 1.2375 | 7.2323 | 0.006364 | 1000 | 0 | reclaimed_water_substitution_ratio | 0.65 | [None, 0.0] | [[250.0, 1000.0]] | TRUE
937 | 1.2949 | 4.0732 | 0.0075308 | 1000 | 0 | reclaimed_water_substitution_ratio | 0.65 | [None, 0.0] | [[250.0, 1000.0]] | TRUE
938 | 1.2283 | 4.1262 | 0.0013692 | 1000 | 0 | reclaimed_water_substitution_ratio | 0.65 | [None, 0.0] | [[250.0, 1000.0]] | TRUE
939 | 1.1774 | 7.3876 | 0.0067907 | 1000 | 0 | reclaimed_water_substitution_ratio | 0.65 | [None, 0.0] | [[250.0, 1000.0]] | TRUE
940 | 1.3379 | 4.8986 | 0.00050667 | 1000 | 0 | reclaimed_water_substitution_ratio | 0.65 | [None, 0.0] | [[250.0, 1000.0]] | TRUE
941 | 1.1525 | 7.3008 | 0.007002 | 1000 | 0 | reclaimed_water_substitution_ratio | 0.65 | [None, 0.0] | [[250.0, 1000.0]] | TRUE
942 | 1.2966 | 8.9553 | 0.0015529 | 1000 | 0 | reclaimed_water_substitution_ratio | 0.65 | [None, 0.0] | [[250.0, 1000.0]] | TRUE
943 | 1.3132 | 5.6914 | 0.0011144 | 1000 | 0 | reclaimed_water_substitution_ratio | 0.65 | [None, 0.0] | [[250.0, 1000.0]] | TRUE
944 | 1.3305 | 7.8062 | 0.0037974 | 1000 | 0 | reclaimed_water_substitution_ratio | 0.65 | [None, 0.0] | [[250.0, 1000.0]] | TRUE
945 | 1.1369 | 3.7984 | 0.0032643 | 1000 | 0 | reclaimed_water_substitution_ratio | 0.65 | [None, 0.0] | [[250.0, 1000.0]] | TRUE
946 | 1.2114 | 3.0529 | 0.0014217 | 1000 | 0 | reclaimed_water_substitution_ratio | 0.65 | [None, 0.0] | [[250.0, 1000.0]] | TRUE
947 | 1.2907 | 4.9377 | 0.0056961 | 1000 | 0 | reclaimed_water_substitution_ratio | 0.65 | [None, 0.0] | [[250.0, 1000.0]] | TRUE
948 | 1.1447 | 8.4998 | 0.0050893 | 1000 | 0 | reclaimed_water_substitution_ratio | 0.65 | [None, 0.0] | [[250.0, 1000.0]] | TRUE
949 | 1.2135 | 5.3494 | 0.0041467 | 1000 | 0 | reclaimed_water_substitution_ratio | 0.65 | [None, 0.0] | [[250.0, 1000.0]] | TRUE
950 | 1.3338 | 4.5787 | 0.0042217 | 1000 | 0 | reclaimed_water_substitution_ratio | 0.65 | [None, 0.0] | [[250.0, 1000.0]] | TRUE
951 | 1.259 | 3.3222 | 0.0077464 | 750 | 0 | reclaimed_water_substitution_ratio | 0.65 | [None, 0.0] | [[250.0, 750.0]] | TRUE
952 | 1.2355 | 7.2001 | 0.0073181 | 1000 | 0 | reclaimed_water_substitution_ratio | 0.65 | [None, 0.0] | [[250.0, 1000.0]] | TRUE
953 | 1.3222 | 7.058 | 0.0066517 | 1000 | 0 | reclaimed_water_substitution_ratio | 0.65 | [None, 0.0] | [[250.0, 1000.0]] | TRUE
954 | 1.3538 | 4.0798 | 0.0077766 | 750 | 0 | reclaimed_water_substitution_ratio | 0.65 | [None, 0.0] | [[250.0, 750.0]] | TRUE
955 | 1.2361 | 6.8623 | 0.0036349 | 1000 | 0 | reclaimed_water_substitution_ratio | 0.65 | [None, 0.0] | [[250.0, 1000.0]] | TRUE
956 | 1.3421 | 7.3048 | 0.007186 | 750 | 0 | reclaimed_water_substitution_ratio | 0.65 | [None, 0.0] | [[250.0, 750.0]] | TRUE
957 | 1.1919 | 8.0362 | 0.0014863 | 1000 | 0 | reclaimed_water_substitution_ratio | 0.65 | [None, 0.0] | [[250.0, 1000.0]] | TRUE
958 | 1.2059 | 7.1236 | 0.0014361 | 1000 | 0 | reclaimed_water_substitution_ratio | 0.65 | [None, 0.0] | [[250.0, 1000.0]] | TRUE
959 | 1.3106 | 6.6671 | 0.0052781 | 1000 | 0 | reclaimed_water_substitution_ratio | 0.65 | [None, 0.0] | [[250.0, 1000.0]] | TRUE
960 | 1.338 | 3.9321 | 0.0018604 | 1000 | 0 | reclaimed_water_substitution_ratio | 0.65 | [None, 0.0] | [[250.0, 1000.0]] | TRUE
961 | 1.1598 | 4.2116 | 0.0005155 | 1000 | 0 | reclaimed_water_substitution_ratio | 0.65 | [None, 0.0] | [[250.0, 1000.0]] | TRUE
962 | 1.2541 | 7.5659 | 0.0076398 | 1000 | 0 | reclaimed_water_substitution_ratio | 0.65 | [None, 0.0] | [[250.0, 1000.0]] | TRUE
963 | 1.2005 | 7.6216 | 0.0056005 | 1000 | 0 | reclaimed_water_substitution_ratio | 0.65 | [None, 0.0] | [[250.0, 1000.0]] | TRUE
964 | 1.2078 | 3.2645 | 0.004608 | 1000 | 0 | reclaimed_water_substitution_ratio | 0.65 | [None, 0.0] | [[250.0, 1000.0]] | TRUE
965 | 1.1327 | 3.8134 | 0.00096534 | 1000 | 0 | reclaimed_water_substitution_ratio | 0.65 | [None, 0.0] | [[250.0, 1000.0]] | TRUE
966 | 1.1885 | 7.4406 | 0.0019763 | 1000 | 0 | reclaimed_water_substitution_ratio | 0.65 | [None, 0.0] | [[250.0, 1000.0]] | TRUE
967 | 1.3054 | 3.7803 | 0.0050209 | 1000 | 0 | reclaimed_water_substitution_ratio | 0.65 | [None, 0.0] | [[250.0, 1000.0]] | TRUE
968 | 1.1294 | 7.5851 | 0.0060392 | 1000 | 0 | reclaimed_water_substitution_ratio | 0.65 | [None, 0.0] | [[250.0, 1000.0]] | TRUE
969 | 1.2212 | 8.851 | 0.0029218 | 1000 | 0 | reclaimed_water_substitution_ratio | 0.65 | [None, 0.0] | [[250.0, 1000.0]] | TRUE
970 | 1.1606 | 3.9159 | 0.0073435 | 1000 | 0 | reclaimed_water_substitution_ratio | 0.65 | [None, 0.0] | [[250.0, 1000.0]] | TRUE
971 | 1.1839 | 8.3321 | 0.0028288 | 1000 | 0 | reclaimed_water_substitution_ratio | 0.65 | [None, 0.0] | [[250.0, 1000.0]] | TRUE
972 | 1.2019 | 6.7107 | 0.0027786 | 1000 | 0 | reclaimed_water_substitution_ratio | 0.65 | [None, 0.0] | [[250.0, 1000.0]] | TRUE
973 | 1.2679 | 8.2307 | 0.0071721 | 1000 | 0 | reclaimed_water_substitution_ratio | 0.65 | [None, 0.0] | [[250.0, 1000.0]] | TRUE
974 | 1.2961 | 3.5342 | 0.0062778 | 750 | 0 | reclaimed_water_substitution_ratio | 0.65 | [None, 0.0] | [[250.0, 750.0]] | TRUE
975 | 1.2664 | 8.7929 | 0.005345 | 1000 | 0 | reclaimed_water_substitution_ratio | 0.65 | [None, 0.0] | [[250.0, 1000.0]] | TRUE
976 | 1.1286 | 8.6366 | 0.0073585 | 1000 | 0 | reclaimed_water_substitution_ratio | 0.65 | [None, 0.0] | [[250.0, 1000.0]] | TRUE
977 | 1.2154 | 5.8131 | 0.0014449 | 1000 | 0 | reclaimed_water_substitution_ratio | 0.65 | [None, 0.0] | [[250.0, 1000.0]] | TRUE
978 | 1.3177 | 6.5546 | 0.005347 | 1000 | 0 | reclaimed_water_substitution_ratio | 0.65 | [None, 0.0] | [[250.0, 1000.0]] | TRUE
979 | 1.3157 | 5.7252 | 0.0013464 | 1000 | 0 | reclaimed_water_substitution_ratio | 0.65 | [None, 0.0] | [[250.0, 1000.0]] | TRUE
980 | 1.2946 | 4.9748 | 0.0030462 | 1000 | 0 | reclaimed_water_substitution_ratio | 0.65 | [None, 0.0] | [[250.0, 1000.0]] | TRUE
981 | 1.3492 | 6.753 | 0.00080408 | 1000 | 0 | reclaimed_water_substitution_ratio | 0.65 | [None, 0.0] | [[250.0, 1000.0]] | TRUE
982 | 1.2863 | 6.3098 | 0.0063931 | 1000 | 0 | reclaimed_water_substitution_ratio | 0.65 | [None, 0.0] | [[250.0, 1000.0]] | TRUE
983 | 1.3225 | 4.4742 | 0.0033705 | 1000 | 0 | reclaimed_water_substitution_ratio | 0.65 | [None, 0.0] | [[250.0, 1000.0]] | TRUE
984 | 1.2777 | 3.1965 | 0.0032268 | 750 | 0 | reclaimed_water_substitution_ratio | 0.65 | [None, 0.0] | [[250.0, 750.0]] | TRUE
985 | 1.3592 | 5.0086 | 0.005833 | 1000 | 0 | reclaimed_water_substitution_ratio | 0.65 | [None, 0.0] | [[250.0, 1000.0]] | TRUE
986 | 1.3041 | 6.3569 | 0.0023366 | 1000 | 0 | reclaimed_water_substitution_ratio | 0.65 | [None, 0.0] | [[250.0, 1000.0]] | TRUE
987 | 1.3438 | 6.0147 | 0.0034024 | 1000 | 0 | reclaimed_water_substitution_ratio | 0.65 | [None, 0.0] | [[250.0, 1000.0]] | TRUE
988 | 1.2095 | 7.6597 | 0.0057383 | 1000 | 0 | reclaimed_water_substitution_ratio | 0.65 | [None, 0.0] | [[250.0, 1000.0]] | TRUE
989 | 1.1208 | 3.0222 | 0.0076862 | 1000 | 0 | reclaimed_water_substitution_ratio | 0.65 | [None, 0.0] | [[250.0, 1000.0]] | TRUE
990 | 1.2982 | 4.668 | 0.0010008 | 1000 | 0 | reclaimed_water_substitution_ratio | 0.65 | [None, 0.0] | [[250.0, 1000.0]] | TRUE
991 | 1.2661 | 4.0478 | 0.004727 | 1000 | 0 | reclaimed_water_substitution_ratio | 0.65 | [None, 0.0] | [[250.0, 1000.0]] | TRUE
992 | 1.1427 | 4.336 | 0.00078852 | 1250 | 0 | reclaimed_water_substitution_ratio | 0.65 | [None, 0.0] | [[250.0, 1250.0]] | TRUE
993 | 1.1921 | 3.3688 | 0.0048292 | 1000 | 0 | reclaimed_water_substitution_ratio | 0.65 | [None, 0.0] | [[250.0, 1000.0]] | TRUE
994 | 1.3541 | 3.1064 | 0.0051387 | 750 | 0 | reclaimed_water_substitution_ratio | 0.65 | [None, 0.0] | [[250.0, 750.0]] | TRUE
995 | 1.2076 | 5.4399 | 0.0052905 | 1000 | 0 | reclaimed_water_substitution_ratio | 0.65 | [None, 0.0] | [[250.0, 1000.0]] | TRUE
996 | 1.2651 | 6.4219 | 0.0069811 | 1000 | 0 | reclaimed_water_substitution_ratio | 0.65 | [None, 0.0] | [[250.0, 1000.0]] | TRUE
997 | 1.193 | 3.791 | 0.0042483 | 1000 | 0 | reclaimed_water_substitution_ratio | 0.65 | [None, 0.0] | [[250.0, 1000.0]] | TRUE
998 | 1.3062 | 5.929 | 0.0062101 | 1000 | 0 | reclaimed_water_substitution_ratio | 0.65 | [None, 0.0] | [[250.0, 1000.0]] | TRUE
999 | 1.3077 | 3.4288 | 0.0060638 | 750 | 0 | reclaimed_water_substitution_ratio | 0.65 | [None, 0.0] | [[250.0, 750.0]] | TRUE
1000 | 1.3319 | 4.9941 | 0.0018326 | 1000 | 0 | reclaimed_water_substitution_ratio | 0.65 | [None, 0.0] | [[250.0, 1000.0]] | TRUE
1001 | 1.2971 | 4.3764 | 0.00072707 | 1000 | 0 | reclaimed_water_substitution_ratio | 0.65 | [None, 0.0] | [[250.0, 1000.0]] | TRUE
1002 | 1.1287 | 7.115 | 0.0026723 | 1000 | 0 | reclaimed_water_substitution_ratio | 0.65 | [None, 0.0] | [[250.0, 1000.0]] | TRUE
1003 | 1.3239 | 4.0049 | 0.0031383 | 1000 | 0 | reclaimed_water_substitution_ratio | 0.65 | [None, 0.0] | [[250.0, 1000.0]] | TRUE
1004 | 1.3109 | 6.8035 | 0.0055407 | 1000 | 0 | reclaimed_water_substitution_ratio | 0.65 | [None, 0.0] | [[250.0, 1000.0]] | TRUE
1005 | 1.3469 | 8.8562 | 0.00070165 | 1000 | 0 | reclaimed_water_substitution_ratio | 0.65 | [None, 0.0] | [[250.0, 1000.0]] | TRUE
1006 | 1.1482 | 8.9932 | 0.0054321 | 1000 | 0 | reclaimed_water_substitution_ratio | 0.65 | [None, 0.0] | [[250.0, 1000.0]] | TRUE
1007 | 1.1374 | 5.6647 | 0.0050671 | 1000 | 0 | reclaimed_water_substitution_ratio | 0.65 | [None, 0.0] | [[250.0, 1000.0]] | TRUE
1008 | 1.121 | 5.4366 | 0.0046874 | 1000 | 0 | reclaimed_water_substitution_ratio | 0.65 | [None, 0.0] | [[250.0, 1000.0]] | TRUE
1009 | 1.2983 | 8.3492 | 0.0068249 | 1000 | 0 | reclaimed_water_substitution_ratio | 0.65 | [None, 0.0] | [[250.0, 1000.0]] | TRUE
1010 | 1.2975 | 5.1656 | 0.0074612 | 1000 | 0 | reclaimed_water_substitution_ratio | 0.65 | [None, 0.0] | [[250.0, 1000.0]] | TRUE
1011 | 1.3321 | 6.2638 | 0.0019763 | 1000 | 0 | reclaimed_water_substitution_ratio | 0.65 | [None, 0.0] | [[250.0, 1000.0]] | TRUE
1012 | 1.2631 | 8.5541 | 0.0076246 | 1000 | 0 | reclaimed_water_substitution_ratio | 0.65 | [None, 0.0] | [[250.0, 1000.0]] | TRUE
1013 | 1.3327 | 5.8013 | 0.0072156 | 1000 | 0 | reclaimed_water_substitution_ratio | 0.65 | [None, 0.0] | [[250.0, 1000.0]] | TRUE
1014 | 1.2662 | 5.0779 | 0.0023354 | 1000 | 0 | reclaimed_water_substitution_ratio | 0.65 | [None, 0.0] | [[250.0, 1000.0]] | TRUE
1015 | 1.2728 | 6.6993 | 0.0019124 | 1000 | 0 | reclaimed_water_substitution_ratio | 0.65 | [None, 0.0] | [[250.0, 1000.0]] | TRUE
1016 | 1.2026 | 7.6263 | 0.0017992 | 1000 | 0 | reclaimed_water_substitution_ratio | 0.65 | [None, 0.0] | [[250.0, 1000.0]] | TRUE
1017 | 1.3543 | 8.9683 | 0.003138 | 1000 | 0 | reclaimed_water_substitution_ratio | 0.65 | [None, 0.0] | [[250.0, 1000.0]] | TRUE
1018 | 1.2569 | 6.5528 | 0.0054692 | 1000 | 0 | reclaimed_water_substitution_ratio | 0.65 | [None, 0.0] | [[250.0, 1000.0]] | TRUE
1019 | 1.2475 | 6.0428 | 0.0031395 | 1000 | 0 | reclaimed_water_substitution_ratio | 0.65 | [None, 0.0] | [[250.0, 1000.0]] | TRUE
1020 | 1.3387 | 7.2619 | 0.0037627 | 1000 | 0 | reclaimed_water_substitution_ratio | 0.65 | [None, 0.0] | [[250.0, 1000.0]] | TRUE
1021 | 1.2884 | 7.4543 | 0.0040212 | 1000 | 0 | reclaimed_water_substitution_ratio | 0.65 | [None, 0.0] | [[250.0, 1000.0]] | TRUE
1022 | 1.1297 | 4.8503 | 0.0055189 | 1000 | 0 | reclaimed_water_substitution_ratio | 0.65 | [None, 0.0] | [[250.0, 1000.0]] | TRUE
1023 | 1.2624 | 8.9441 | 0.0025035 | 1000 | 0 | reclaimed_water_substitution_ratio | 0.65 | [None, 0.0] | [[250.0, 1000.0]] | TRUE

## 08_不确定性_co_probabilistic_large
sample_id | components.AI_DC1.base_pue | components.AI_DC1.cooling.cycles_of_concentration | components.AI_DC1.temperature_coefficient | maximum_safe_ai_capacity_mw | first_failed_capacity_mw | limiting_constraint | constraint_margin | threshold_interval_mw | feasible_intervals_mw | reentrant_feasibility
0 | 1.3505 | 3.519 | 0.0072165 | 1250 | 0 | reclaimed_water_substitution_ratio | 0.4 | [None, 0.0] | [[250.0, 1250.0]] | TRUE
1 | 1.3434 | 8.8446 | 0.0078541 | 1250 | 0 | reclaimed_water_substitution_ratio | 0.4 | [None, 0.0] | [[250.0, 1250.0]] | TRUE
2 | 1.3507 | 4.6317 | 0.0077688 | 1250 | 0 | reclaimed_water_substitution_ratio | 0.4 | [None, 0.0] | [[250.0, 1250.0]] | TRUE
3 | 1.1528 | 3.7844 | 0.0074497 | 1500 | 0 | reclaimed_water_substitution_ratio | 0.4 | [None, 0.0] | [[250.0, 1500.0]] | TRUE
4 | 1.2483 | 3.8522 | 0.0063527 | 1250 | 0 | reclaimed_water_substitution_ratio | 0.4 | [None, 0.0] | [[250.0, 1250.0]] | TRUE
5 | 1.1963 | 3.2528 | 0.0022828 | 1250 | 0 | reclaimed_water_substitution_ratio | 0.4 | [None, 0.0] | [[250.0, 1250.0]] | TRUE
6 | 1.3506 | 3.4304 | 0.0073616 | 1250 | 0 | reclaimed_water_substitution_ratio | 0.4 | [None, 0.0] | [[250.0, 1250.0]] | TRUE
7 | 1.2548 | 6.1178 | 0.00082158 | 1500 | 0 | reclaimed_water_substitution_ratio | 0.4 | [None, 0.0] | [[250.0, 1500.0]] | TRUE
8 | 1.3597 | 4.9088 | 0.0065171 | 1250 | 0 | reclaimed_water_substitution_ratio | 0.4 | [None, 0.0] | [[250.0, 1250.0]] | TRUE
9 | 1.1741 | 4.1706 | 0.00088072 | 1500 | 0 | reclaimed_water_substitution_ratio | 0.4 | [None, 0.0] | [[250.0, 1500.0]] | TRUE
10 | 1.2046 | 8.0918 | 0.0043676 | 1500 | 0 | reclaimed_water_substitution_ratio | 0.4 | [None, 0.0] | [[250.0, 1500.0]] | TRUE
11 | 1.218 | 5.7115 | 0.0031596 | 1500 | 0 | reclaimed_water_substitution_ratio | 0.4 | [None, 0.0] | [[250.0, 1500.0]] | TRUE
12 | 1.2071 | 5.4026 | 0.001058 | 1500 | 0 | reclaimed_water_substitution_ratio | 0.4 | [None, 0.0] | [[250.0, 1500.0]] | TRUE
13 | 1.2572 | 3.4261 | 0.0065153 | 1250 | 0 | reclaimed_water_substitution_ratio | 0.4 | [None, 0.0] | [[250.0, 1250.0]] | TRUE
14 | 1.3462 | 5.8081 | 0.0026585 | 1250 | 0 | reclaimed_water_substitution_ratio | 0.4 | [None, 0.0] | [[250.0, 1250.0]] | TRUE
15 | 1.2362 | 5.345 | 0.0014462 | 1500 | 0 | reclaimed_water_substitution_ratio | 0.4 | [None, 0.0] | [[250.0, 1500.0]] | TRUE
16 | 1.3167 | 5.4923 | 0.0076086 | 1250 | 0 | reclaimed_water_substitution_ratio | 0.4 | [None, 0.0] | [[250.0, 1250.0]] | TRUE
17 | 1.176 | 4.6728 | 0.0039235 | 1500 | 0 | reclaimed_water_substitution_ratio | 0.4 | [None, 0.0] | [[250.0, 1500.0]] | TRUE
18 | 1.3344 | 3.251 | 0.0058808 | 1250 | 0 | reclaimed_water_substitution_ratio | 0.4 | [None, 0.0] | [[250.0, 1250.0]] | TRUE
19 | 1.2565 | 4.0985 | 0.0045721 | 1250 | 0 | reclaimed_water_substitution_ratio | 0.4 | [None, 0.0] | [[250.0, 1250.0]] | TRUE
20 | 1.1608 | 5.3258 | 0.0052444 | 1500 | 0 | reclaimed_water_substitution_ratio | 0.4 | [None, 0.0] | [[250.0, 1500.0]] | TRUE
21 | 1.2205 | 7.7992 | 0.0035159 | 1500 | 0 | reclaimed_water_substitution_ratio | 0.4 | [None, 0.0] | [[250.0, 1500.0]] | TRUE
22 | 1.1695 | 5.4892 | 0.0068883 | 1500 | 0 | reclaimed_water_substitution_ratio | 0.4 | [None, 0.0] | [[250.0, 1500.0]] | TRUE
23 | 1.268 | 4.7199 | 0.005792 | 1250 | 0 | reclaimed_water_substitution_ratio | 0.4 | [None, 0.0] | [[250.0, 1250.0]] | TRUE
24 | 1.32 | 6.2416 | 0.0040293 | 1250 | 0 | reclaimed_water_substitution_ratio | 0.4 | [None, 0.0] | [[250.0, 1250.0]] | TRUE
25 | 1.2628 | 6.148 | 0.0067212 | 1500 | 0 | reclaimed_water_substitution_ratio | 0.4 | [None, 0.0] | [[250.0, 1500.0]] | TRUE
26 | 1.1627 | 8.5743 | 0.0038076 | 1500 | 0 | reclaimed_water_substitution_ratio | 0.4 | [None, 0.0] | [[250.0, 1500.0]] | TRUE
27 | 1.2216 | 5.2377 | 0.0014358 | 1500 | 0 | reclaimed_water_substitution_ratio | 0.4 | [None, 0.0] | [[250.0, 1500.0]] | TRUE
28 | 1.2161 | 8.733 | 0.0023384 | 1500 | 0 | reclaimed_water_substitution_ratio | 0.4 | [None, 0.0] | [[250.0, 1500.0]] | TRUE
29 | 1.2143 | 5.9559 | 0.0044045 | 1500 | 0 | reclaimed_water_substitution_ratio | 0.4 | [None, 0.0] | [[250.0, 1500.0]] | TRUE
30 | 1.1585 | 8.5925 | 0.0043039 | 1500 | 0 | reclaimed_water_substitution_ratio | 0.4 | [None, 0.0] | [[250.0, 1500.0]] | TRUE
31 | 1.1521 | 6.4194 | 0.0021553 | 1500 | 0 | reclaimed_water_substitution_ratio | 0.4 | [None, 0.0] | [[250.0, 1500.0]] | TRUE
32 | 1.2982 | 4.3083 | 0.0050935 | 1250 | 0 | reclaimed_water_substitution_ratio | 0.4 | [None, 0.0] | [[250.0, 1250.0]] | TRUE
33 | 1.1723 | 6.5485 | 0.0079612 | 1500 | 0 | reclaimed_water_substitution_ratio | 0.4 | [None, 0.0] | [[250.0, 1500.0]] | TRUE
34 | 1.2244 | 4.9958 | 0.0075107 | 1500 | 0 | reclaimed_water_substitution_ratio | 0.4 | [None, 0.0] | [[250.0, 1500.0]] | TRUE
35 | 1.2187 | 4.5027 | 0.0057539 | 1500 | 0 | reclaimed_water_substitution_ratio | 0.4 | [None, 0.0] | [[250.0, 1500.0]] | TRUE
36 | 1.1844 | 8.1836 | 0.0065371 | 1500 | 0 | reclaimed_water_substitution_ratio | 0.4 | [None, 0.0] | [[250.0, 1500.0]] | TRUE
37 | 1.3004 | 4.3372 | 0.0014594 | 1250 | 0 | reclaimed_water_substitution_ratio | 0.4 | [None, 0.0] | [[250.0, 1250.0]] | TRUE
38 | 1.2427 | 3.5976 | 0.005708 | 1250 | 0 | reclaimed_water_substitution_ratio | 0.4 | [None, 0.0] | [[250.0, 1250.0]] | TRUE
39 | 1.1897 | 8.4889 | 0.0079898 | 1500 | 0 | reclaimed_water_substitution_ratio | 0.4 | [None, 0.0] | [[250.0, 1500.0]] | TRUE
40 | 1.2912 | 5.4722 | 0.0053919 | 1250 | 0 | reclaimed_water_substitution_ratio | 0.4 | [None, 0.0] | [[250.0, 1250.0]] | TRUE
41 | 1.3032 | 5.4114 | 0.0065079 | 1250 | 0 | reclaimed_water_substitution_ratio | 0.4 | [None, 0.0] | [[250.0, 1250.0]] | TRUE
42 | 1.1274 | 7.0099 | 0.00071805 | 1750 | 0 | reclaimed_water_substitution_ratio | 0.4 | [None, 0.0] | [[250.0, 1750.0]] | TRUE
43 | 1.2792 | 4.6187 | 0.0067427 | 1250 | 0 | reclaimed_water_substitution_ratio | 0.4 | [None, 0.0] | [[250.0, 1250.0]] | TRUE
44 | 1.1213 | 6.0876 | 0.0051468 | 1500 | 0 | reclaimed_water_substitution_ratio | 0.4 | [None, 0.0] | [[250.0, 1500.0]] | TRUE
45 | 1.2046 | 8.2685 | 0.0075742 | 1500 | 0 | reclaimed_water_substitution_ratio | 0.4 | [None, 0.0] | [[250.0, 1500.0]] | TRUE
46 | 1.2242 | 8.3278 | 0.00098681 | 1500 | 0 | reclaimed_water_substitution_ratio | 0.4 | [None, 0.0] | [[250.0, 1500.0]] | TRUE
47 | 1.3134 | 3.7248 | 0.0055736 | 1250 | 0 | reclaimed_water_substitution_ratio | 0.4 | [None, 0.0] | [[250.0, 1250.0]] | TRUE
48 | 1.2015 | 5.5146 | 0.0077431 | 1500 | 0 | reclaimed_water_substitution_ratio | 0.4 | [None, 0.0] | [[250.0, 1500.0]] | TRUE
49 | 1.2338 | 6.756 | 0.0064742 | 1500 | 0 | reclaimed_water_substitution_ratio | 0.4 | [None, 0.0] | [[250.0, 1500.0]] | TRUE
50 | 1.2874 | 5.4086 | 0.0022345 | 1500 | 0 | reclaimed_water_substitution_ratio | 0.4 | [None, 0.0] | [[250.0, 1500.0]] | TRUE
51 | 1.3398 | 7.1095 | 0.0061887 | 1250 | 0 | reclaimed_water_substitution_ratio | 0.4 | [None, 0.0] | [[250.0, 1250.0]] | TRUE
52 | 1.2059 | 4.6457 | 0.0044763 | 1500 | 0 | reclaimed_water_substitution_ratio | 0.4 | [None, 0.0] | [[250.0, 1500.0]] | TRUE
53 | 1.3552 | 3.9831 | 0.0040465 | 1250 | 0 | reclaimed_water_substitution_ratio | 0.4 | [None, 0.0] | [[250.0, 1250.0]] | TRUE
54 | 1.2685 | 8.4392 | 0.0041865 | 1500 | 0 | reclaimed_water_substitution_ratio | 0.4 | [None, 0.0] | [[250.0, 1500.0]] | TRUE
55 | 1.2714 | 3.8041 | 0.0063828 | 1250 | 0 | reclaimed_water_substitution_ratio | 0.4 | [None, 0.0] | [[250.0, 1250.0]] | TRUE
56 | 1.3203 | 4.7538 | 0.0069327 | 1250 | 0 | reclaimed_water_substitution_ratio | 0.4 | [None, 0.0] | [[250.0, 1250.0]] | TRUE
57 | 1.3053 | 7.5229 | 0.0069823 | 1250 | 0 | reclaimed_water_substitution_ratio | 0.4 | [None, 0.0] | [[250.0, 1250.0]] | TRUE
58 | 1.2991 | 8.0464 | 0.0048691 | 1250 | 0 | reclaimed_water_substitution_ratio | 0.4 | [None, 0.0] | [[250.0, 1250.0]] | TRUE
59 | 1.2175 | 5.66 | 0.0036671 | 1500 | 0 | reclaimed_water_substitution_ratio | 0.4 | [None, 0.0] | [[250.0, 1500.0]] | TRUE
60 | 1.3033 | 7.6759 | 0.0040619 | 1250 | 0 | reclaimed_water_substitution_ratio | 0.4 | [None, 0.0] | [[250.0, 1250.0]] | TRUE
61 | 1.1288 | 8.4159 | 0.0039466 | 1500 | 0 | reclaimed_water_substitution_ratio | 0.4 | [None, 0.0] | [[250.0, 1500.0]] | TRUE
62 | 1.345 | 5.9902 | 0.0028357 | 1250 | 0 | reclaimed_water_substitution_ratio | 0.4 | [None, 0.0] | [[250.0, 1250.0]] | TRUE
63 | 1.1959 | 5.0447 | 0.0050535 | 1500 | 0 | reclaimed_water_substitution_ratio | 0.4 | [None, 0.0] | [[250.0, 1500.0]] | TRUE
64 | 1.1573 | 5.8381 | 0.0033525 | 1500 | 0 | reclaimed_water_substitution_ratio | 0.4 | [None, 0.0] | [[250.0, 1500.0]] | TRUE
65 | 1.334 | 8.6211 | 0.0060844 | 1250 | 0 | reclaimed_water_substitution_ratio | 0.4 | [None, 0.0] | [[250.0, 1250.0]] | TRUE
66 | 1.1822 | 3.6904 | 0.0013871 | 1500 | 0 | reclaimed_water_substitution_ratio | 0.4 | [None, 0.0] | [[250.0, 1500.0]] | TRUE
67 | 1.2987 | 8.045 | 0.00095144 | 1500 | 0 | reclaimed_water_substitution_ratio | 0.4 | [None, 0.0] | [[250.0, 1500.0]] | TRUE
68 | 1.3435 | 4.4729 | 0.0006762 | 1250 | 0 | reclaimed_water_substitution_ratio | 0.4 | [None, 0.0] | [[250.0, 1250.0]] | TRUE
69 | 1.1405 | 5.1282 | 0.0019218 | 1500 | 0 | reclaimed_water_substitution_ratio | 0.4 | [None, 0.0] | [[250.0, 1500.0]] | TRUE
70 | 1.202 | 7.2927 | 0.0076962 | 1500 | 0 | reclaimed_water_substitution_ratio | 0.4 | [None, 0.0] | [[250.0, 1500.0]] | TRUE
71 | 1.261 | 7.7658 | 0.006595 | 1500 | 0 | reclaimed_water_substitution_ratio | 0.4 | [None, 0.0] | [[250.0, 1500.0]] | TRUE
72 | 1.2 | 6.0449 | 0.0069789 | 1500 | 0 | reclaimed_water_substitution_ratio | 0.4 | [None, 0.0] | [[250.0, 1500.0]] | TRUE
73 | 1.3104 | 5.9298 | 0.0022174 | 1500 | 0 | reclaimed_water_substitution_ratio | 0.4 | [None, 0.0] | [[250.0, 1500.0]] | TRUE
74 | 1.2324 | 7.7087 | 0.0056804 | 1500 | 0 | reclaimed_water_substitution_ratio | 0.4 | [None, 0.0] | [[250.0, 1500.0]] | TRUE
75 | 1.3079 | 4.2468 | 0.0032475 | 1250 | 0 | reclaimed_water_substitution_ratio | 0.4 | [None, 0.0] | [[250.0, 1250.0]] | TRUE
76 | 1.2782 | 7.5804 | 0.0016576 | 1500 | 0 | reclaimed_water_substitution_ratio | 0.4 | [None, 0.0] | [[250.0, 1500.0]] | TRUE
77 | 1.3584 | 4.3786 | 0.0053724 | 1250 | 0 | reclaimed_water_substitution_ratio | 0.4 | [None, 0.0] | [[250.0, 1250.0]] | TRUE
78 | 1.1536 | 6.3963 | 0.0063653 | 1500 | 0 | reclaimed_water_substitution_ratio | 0.4 | [None, 0.0] | [[250.0, 1500.0]] | TRUE
79 | 1.1302 | 5.0198 | 0.0049553 | 1500 | 0 | reclaimed_water_substitution_ratio | 0.4 | [None, 0.0] | [[250.0, 1500.0]] | TRUE
80 | 1.2552 | 6.8932 | 0.0057753 | 1500 | 0 | reclaimed_water_substitution_ratio | 0.4 | [None, 0.0] | [[250.0, 1500.0]] | TRUE
81 | 1.336 | 6.5208 | 0.0044865 | 1250 | 0 | reclaimed_water_substitution_ratio | 0.4 | [None, 0.0] | [[250.0, 1250.0]] | TRUE
82 | 1.3276 | 6.47 | 0.00092426 | 1250 | 0 | reclaimed_water_substitution_ratio | 0.4 | [None, 0.0] | [[250.0, 1250.0]] | TRUE
83 | 1.2139 | 6.3549 | 0.0031846 | 1500 | 0 | reclaimed_water_substitution_ratio | 0.4 | [None, 0.0] | [[250.0, 1500.0]] | TRUE
84 | 1.231 | 8.5412 | 0.0024917 | 1500 | 0 | reclaimed_water_substitution_ratio | 0.4 | [None, 0.0] | [[250.0, 1500.0]] | TRUE
85 | 1.2384 | 8.4526 | 0.0011539 | 1500 | 0 | reclaimed_water_substitution_ratio | 0.4 | [None, 0.0] | [[250.0, 1500.0]] | TRUE
86 | 1.3172 | 4.7432 | 0.0014055 | 1250 | 0 | reclaimed_water_substitution_ratio | 0.4 | [None, 0.0] | [[250.0, 1250.0]] | TRUE
87 | 1.1607 | 6.3709 | 0.0044885 | 1500 | 0 | reclaimed_water_substitution_ratio | 0.4 | [None, 0.0] | [[250.0, 1500.0]] | TRUE
88 | 1.1751 | 5.5053 | 0.00051978 | 1500 | 0 | reclaimed_water_substitution_ratio | 0.4 | [None, 0.0] | [[250.0, 1500.0]] | TRUE
89 | 1.2899 | 5.472 | 0.0035103 | 1500 | 0 | reclaimed_water_substitution_ratio | 0.4 | [None, 0.0] | [[250.0, 1500.0]] | TRUE
90 | 1.24 | 8.6778 | 0.0061391 | 1500 | 0 | reclaimed_water_substitution_ratio | 0.4 | [None, 0.0] | [[250.0, 1500.0]] | TRUE
91 | 1.2704 | 4.1473 | 0.0068149 | 1250 | 0 | reclaimed_water_substitution_ratio | 0.4 | [None, 0.0] | [[250.0, 1250.0]] | TRUE
92 | 1.3329 | 6.3878 | 0.0044337 | 1250 | 0 | reclaimed_water_substitution_ratio | 0.4 | [None, 0.0] | [[250.0, 1250.0]] | TRUE
93 | 1.1242 | 3.7087 | 0.001231 | 1500 | 0 | reclaimed_water_substitution_ratio | 0.4 | [None, 0.0] | [[250.0, 1500.0]] | TRUE
94 | 1.1972 | 5.8237 | 0.0039462 | 1500 | 0 | reclaimed_water_substitution_ratio | 0.4 | [None, 0.0] | [[250.0, 1500.0]] | TRUE
95 | 1.1742 | 4.0511 | 0.0051909 | 1500 | 0 | reclaimed_water_substitution_ratio | 0.4 | [None, 0.0] | [[250.0, 1500.0]] | TRUE
96 | 1.1967 | 5.5134 | 0.0048237 | 1500 | 0 | reclaimed_water_substitution_ratio | 0.4 | [None, 0.0] | [[250.0, 1500.0]] | TRUE
97 | 1.1749 | 7.905 | 0.0067235 | 1500 | 0 | reclaimed_water_substitution_ratio | 0.4 | [None, 0.0] | [[250.0, 1500.0]] | TRUE
98 | 1.2687 | 8.46 | 0.00050615 | 1500 | 0 | reclaimed_water_substitution_ratio | 0.4 | [None, 0.0] | [[250.0, 1500.0]] | TRUE
99 | 1.155 | 5.2816 | 0.0049024 | 1500 | 0 | reclaimed_water_substitution_ratio | 0.4 | [None, 0.0] | [[250.0, 1500.0]] | TRUE
100 | 1.1692 | 6.0335 | 0.0069373 | 1500 | 0 | reclaimed_water_substitution_ratio | 0.4 | [None, 0.0] | [[250.0, 1500.0]] | TRUE
101 | 1.2768 | 4.6673 | 0.0076049 | 1250 | 0 | reclaimed_water_substitution_ratio | 0.4 | [None, 0.0] | [[250.0, 1250.0]] | TRUE
102 | 1.2257 | 4.181 | 0.0023097 | 1500 | 0 | reclaimed_water_substitution_ratio | 0.4 | [None, 0.0] | [[250.0, 1500.0]] | TRUE
103 | 1.2817 | 5.1709 | 0.0052679 | 1250 | 0 | reclaimed_water_substitution_ratio | 0.4 | [None, 0.0] | [[250.0, 1250.0]] | TRUE
104 | 1.143 | 7.7496 | 0.0054142 | 1500 | 0 | reclaimed_water_substitution_ratio | 0.4 | [None, 0.0] | [[250.0, 1500.0]] | TRUE
105 | 1.1353 | 5.8067 | 0.0044004 | 1500 | 0 | reclaimed_water_substitution_ratio | 0.4 | [None, 0.0] | [[250.0, 1500.0]] | TRUE
106 | 1.2684 | 6.1854 | 0.0032205 | 1500 | 0 | reclaimed_water_substitution_ratio | 0.4 | [None, 0.0] | [[250.0, 1500.0]] | TRUE
107 | 1.3561 | 3.6302 | 0.0025471 | 1250 | 0 | reclaimed_water_substitution_ratio | 0.4 | [None, 0.0] | [[250.0, 1250.0]] | TRUE
108 | 1.3153 | 7.1619 | 0.004708 | 1250 | 0 | reclaimed_water_substitution_ratio | 0.4 | [None, 0.0] | [[250.0, 1250.0]] | TRUE
109 | 1.1231 | 7.5068 | 0.0015872 | 1750 | 0 | reclaimed_water_substitution_ratio | 0.4 | [None, 0.0] | [[250.0, 1750.0]] | TRUE
110 | 1.2336 | 8.4642 | 0.0020662 | 1500 | 0 | reclaimed_water_substitution_ratio | 0.4 | [None, 0.0] | [[250.0, 1500.0]] | TRUE
111 | 1.2008 | 8.1971 | 0.0074521 | 1500 | 0 | reclaimed_water_substitution_ratio | 0.4 | [None, 0.0] | [[250.0, 1500.0]] | TRUE
112 | 1.301 | 4.0145 | 0.0061383 | 1250 | 0 | reclaimed_water_substitution_ratio | 0.4 | [None, 0.0] | [[250.0, 1250.0]] | TRUE
113 | 1.1402 | 5.446 | 0.0026975 | 1500 | 0 | reclaimed_water_substitution_ratio | 0.4 | [None, 0.0] | [[250.0, 1500.0]] | TRUE
114 | 1.2769 | 8.1775 | 0.0048429 | 1500 | 0 | reclaimed_water_substitution_ratio | 0.4 | [None, 0.0] | [[250.0, 1500.0]] | TRUE
115 | 1.1256 | 4.4656 | 0.0017763 | 1500 | 0 | reclaimed_water_substitution_ratio | 0.4 | [None, 0.0] | [[250.0, 1500.0]] | TRUE
116 | 1.1219 | 3.5122 | 0.0050796 | 1500 | 0 | reclaimed_water_substitution_ratio | 0.4 | [None, 0.0] | [[250.0, 1500.0]] | TRUE
117 | 1.2771 | 6.7738 | 0.0052358 | 1500 | 0 | reclaimed_water_substitution_ratio | 0.4 | [None, 0.0] | [[250.0, 1500.0]] | TRUE
118 | 1.3111 | 8.2048 | 0.0044491 | 1250 | 0 | reclaimed_water_substitution_ratio | 0.4 | [None, 0.0] | [[250.0, 1250.0]] | TRUE
119 | 1.1637 | 8.9565 | 0.0044414 | 1500 | 0 | reclaimed_water_substitution_ratio | 0.4 | [None, 0.0] | [[250.0, 1500.0]] | TRUE
120 | 1.3009 | 8.3585 | 0.0018683 | 1500 | 0 | reclaimed_water_substitution_ratio | 0.4 | [None, 0.0] | [[250.0, 1500.0]] | TRUE
121 | 1.2649 | 5.6675 | 0.007867 | 1250 | 0 | reclaimed_water_substitution_ratio | 0.4 | [None, 0.0] | [[250.0, 1250.0]] | TRUE
122 | 1.3117 | 3.1556 | 0.0010522 | 1250 | 0 | reclaimed_water_substitution_ratio | 0.4 | [None, 0.0] | [[250.0, 1250.0]] | TRUE
123 | 1.3501 | 8.6614 | 0.00061118 | 1250 | 0 | reclaimed_water_substitution_ratio | 0.4 | [None, 0.0] | [[250.0, 1250.0]] | TRUE
124 | 1.1715 | 8.6178 | 0.0063698 | 1500 | 0 | reclaimed_water_substitution_ratio | 0.4 | [None, 0.0] | [[250.0, 1500.0]] | TRUE
125 | 1.3355 | 8.0633 | 0.0018606 | 1250 | 0 | reclaimed_water_substitution_ratio | 0.4 | [None, 0.0] | [[250.0, 1250.0]] | TRUE
126 | 1.3424 | 6.9347 | 0.0059139 | 1250 | 0 | reclaimed_water_substitution_ratio | 0.4 | [None, 0.0] | [[250.0, 1250.0]] | TRUE
127 | 1.36 | 6.9733 | 0.007441 | 1250 | 0 | reclaimed_water_substitution_ratio | 0.4 | [None, 0.0] | [[250.0, 1250.0]] | TRUE
128 | 1.2625 | 3.571 | 0.0066599 | 1250 | 0 | reclaimed_water_substitution_ratio | 0.4 | [None, 0.0] | [[250.0, 1250.0]] | TRUE
129 | 1.1353 | 8.877 | 0.0063519 | 1500 | 0 | reclaimed_water_substitution_ratio | 0.4 | [None, 0.0] | [[250.0, 1500.0]] | TRUE
130 | 1.1362 | 6.7652 | 0.0035112 | 1500 | 0 | reclaimed_water_substitution_ratio | 0.4 | [None, 0.0] | [[250.0, 1500.0]] | TRUE
131 | 1.169 | 3.9882 | 0.0031338 | 1500 | 0 | reclaimed_water_substitution_ratio | 0.4 | [None, 0.0] | [[250.0, 1500.0]] | TRUE
132 | 1.2803 | 5.3154 | 0.0039147 | 1500 | 0 | reclaimed_water_substitution_ratio | 0.4 | [None, 0.0] | [[250.0, 1500.0]] | TRUE
133 | 1.3514 | 5.192 | 0.0014172 | 1250 | 0 | reclaimed_water_substitution_ratio | 0.4 | [None, 0.0] | [[250.0, 1250.0]] | TRUE
134 | 1.2834 | 7.2305 | 0.0049836 | 1500 | 0 | reclaimed_water_substitution_ratio | 0.4 | [None, 0.0] | [[250.0, 1500.0]] | TRUE
135 | 1.2679 | 3.7321 | 0.0012653 | 1250 | 0 | reclaimed_water_substitution_ratio | 0.4 | [None, 0.0] | [[250.0, 1250.0]] | TRUE
136 | 1.2843 | 6.2559 | 0.0038189 | 1500 | 0 | reclaimed_water_substitution_ratio | 0.4 | [None, 0.0] | [[250.0, 1500.0]] | TRUE
137 | 1.283 | 5.4215 | 0.0071484 | 1250 | 0 | reclaimed_water_substitution_ratio | 0.4 | [None, 0.0] | [[250.0, 1250.0]] | TRUE
138 | 1.1557 | 7.6722 | 0.0075116 | 1500 | 0 | reclaimed_water_substitution_ratio | 0.4 | [None, 0.0] | [[250.0, 1500.0]] | TRUE
139 | 1.2598 | 6.0294 | 0.0033303 | 1500 | 0 | reclaimed_water_substitution_ratio | 0.4 | [None, 0.0] | [[250.0, 1500.0]] | TRUE
140 | 1.2816 | 4.9125 | 0.0017735 | 1500 | 0 | reclaimed_water_substitution_ratio | 0.4 | [None, 0.0] | [[250.0, 1500.0]] | TRUE
141 | 1.3544 | 8.9047 | 0.0030222 | 1250 | 0 | reclaimed_water_substitution_ratio | 0.4 | [None, 0.0] | [[250.0, 1250.0]] | TRUE
142 | 1.3463 | 8.24 | 0.0013968 | 1250 | 0 | reclaimed_water_substitution_ratio | 0.4 | [None, 0.0] | [[250.0, 1250.0]] | TRUE
143 | 1.1419 | 5.5729 | 0.0057335 | 1500 | 0 | reclaimed_water_substitution_ratio | 0.4 | [None, 0.0] | [[250.0, 1500.0]] | TRUE
144 | 1.2562 | 5.6714 | 0.0043325 | 1500 | 0 | reclaimed_water_substitution_ratio | 0.4 | [None, 0.0] | [[250.0, 1500.0]] | TRUE
145 | 1.1425 | 4.3205 | 0.0070375 | 1500 | 0 | reclaimed_water_substitution_ratio | 0.4 | [None, 0.0] | [[250.0, 1500.0]] | TRUE
146 | 1.2373 | 5.3937 | 0.0061774 | 1500 | 0 | reclaimed_water_substitution_ratio | 0.4 | [None, 0.0] | [[250.0, 1500.0]] | TRUE
147 | 1.1577 | 5.4354 | 0.0010111 | 1500 | 0 | reclaimed_water_substitution_ratio | 0.4 | [None, 0.0] | [[250.0, 1500.0]] | TRUE
148 | 1.2926 | 5.5199 | 0.0061694 | 1250 | 0 | reclaimed_water_substitution_ratio | 0.4 | [None, 0.0] | [[250.0, 1250.0]] | TRUE
149 | 1.3555 | 5.175 | 0.00051898 | 1250 | 0 | reclaimed_water_substitution_ratio | 0.4 | [None, 0.0] | [[250.0, 1250.0]] | TRUE
150 | 1.2004 | 4.2294 | 0.0046763 | 1500 | 0 | reclaimed_water_substitution_ratio | 0.4 | [None, 0.0] | [[250.0, 1500.0]] | TRUE
151 | 1.336 | 4.0118 | 0.005239 | 1250 | 0 | reclaimed_water_substitution_ratio | 0.4 | [None, 0.0] | [[250.0, 1250.0]] | TRUE
152 | 1.1936 | 5.2973 | 0.003698 | 1500 | 0 | reclaimed_water_substitution_ratio | 0.4 | [None, 0.0] | [[250.0, 1500.0]] | TRUE
153 | 1.1714 | 7.3953 | 0.0063023 | 1500 | 0 | reclaimed_water_substitution_ratio | 0.4 | [None, 0.0] | [[250.0, 1500.0]] | TRUE
154 | 1.3023 | 5.82 | 0.0041834 | 1250 | 0 | reclaimed_water_substitution_ratio | 0.4 | [None, 0.0] | [[250.0, 1250.0]] | TRUE
155 | 1.2718 | 8.0047 | 0.00519 | 1500 | 0 | reclaimed_water_substitution_ratio | 0.4 | [None, 0.0] | [[250.0, 1500.0]] | TRUE
156 | 1.2075 | 5.0699 | 0.0011403 | 1500 | 0 | reclaimed_water_substitution_ratio | 0.4 | [None, 0.0] | [[250.0, 1500.0]] | TRUE
157 | 1.258 | 5.1321 | 0.0077538 | 1250 | 0 | reclaimed_water_substitution_ratio | 0.4 | [None, 0.0] | [[250.0, 1250.0]] | TRUE
158 | 1.3048 | 4.1032 | 0.0038169 | 1250 | 0 | reclaimed_water_substitution_ratio | 0.4 | [None, 0.0] | [[250.0, 1250.0]] | TRUE
159 | 1.2423 | 3.8996 | 0.0043177 | 1250 | 0 | reclaimed_water_substitution_ratio | 0.4 | [None, 0.0] | [[250.0, 1250.0]] | TRUE
160 | 1.233 | 4.9881 | 0.003814 | 1500 | 0 | reclaimed_water_substitution_ratio | 0.4 | [None, 0.0] | [[250.0, 1500.0]] | TRUE
161 | 1.2252 | 5.8805 | 0.0051766 | 1500 | 0 | reclaimed_water_substitution_ratio | 0.4 | [None, 0.0] | [[250.0, 1500.0]] | TRUE
162 | 1.2342 | 4.6772 | 0.0063112 | 1250 | 0 | reclaimed_water_substitution_ratio | 0.4 | [None, 0.0] | [[250.0, 1250.0]] | TRUE
163 | 1.2128 | 5.2206 | 0.0037667 | 1500 | 0 | reclaimed_water_substitution_ratio | 0.4 | [None, 0.0] | [[250.0, 1500.0]] | TRUE
164 | 1.2226 | 4.3785 | 0.0011264 | 1500 | 0 | reclaimed_water_substitution_ratio | 0.4 | [None, 0.0] | [[250.0, 1500.0]] | TRUE
165 | 1.2267 | 4.9107 | 0.0031544 | 1500 | 0 | reclaimed_water_substitution_ratio | 0.4 | [None, 0.0] | [[250.0, 1500.0]] | TRUE
166 | 1.1811 | 4.7451 | 0.0075409 | 1500 | 0 | reclaimed_water_substitution_ratio | 0.4 | [None, 0.0] | [[250.0, 1500.0]] | TRUE
167 | 1.2501 | 5.8639 | 0.0025055 | 1500 | 0 | reclaimed_water_substitution_ratio | 0.4 | [None, 0.0] | [[250.0, 1500.0]] | TRUE
168 | 1.2268 | 6.471 | 0.0015008 | 1500 | 0 | reclaimed_water_substitution_ratio | 0.4 | [None, 0.0] | [[250.0, 1500.0]] | TRUE
169 | 1.1269 | 6.4813 | 0.0019159 | 1750 | 0 | reclaimed_water_substitution_ratio | 0.4 | [None, 0.0] | [[250.0, 1750.0]] | TRUE
170 | 1.154 | 8.4118 | 0.0015655 | 1500 | 0 | reclaimed_water_substitution_ratio | 0.4 | [None, 0.0] | [[250.0, 1500.0]] | TRUE
171 | 1.2812 | 6.6921 | 0.0019816 | 1500 | 0 | reclaimed_water_substitution_ratio | 0.4 | [None, 0.0] | [[250.0, 1500.0]] | TRUE
172 | 1.208 | 3.3949 | 0.00074457 | 1250 | 0 | reclaimed_water_substitution_ratio | 0.4 | [None, 0.0] | [[250.0, 1250.0]] | TRUE
173 | 1.2632 | 5.1939 | 0.0053744 | 1500 | 0 | reclaimed_water_substitution_ratio | 0.4 | [None, 0.0] | [[250.0, 1500.0]] | TRUE
174 | 1.1765 | 5.0932 | 0.0023181 | 1500 | 0 | reclaimed_water_substitution_ratio | 0.4 | [None, 0.0] | [[250.0, 1500.0]] | TRUE
175 | 1.1968 | 6.2907 | 0.0073048 | 1500 | 0 | reclaimed_water_substitution_ratio | 0.4 | [None, 0.0] | [[250.0, 1500.0]] | TRUE
176 | 1.1744 | 6.7955 | 0.0060766 | 1500 | 0 | reclaimed_water_substitution_ratio | 0.4 | [None, 0.0] | [[250.0, 1500.0]] | TRUE
177 | 1.2245 | 8.5723 | 0.0038555 | 1500 | 0 | reclaimed_water_substitution_ratio | 0.4 | [None, 0.0] | [[250.0, 1500.0]] | TRUE
178 | 1.216 | 4.8104 | 0.0046848 | 1500 | 0 | reclaimed_water_substitution_ratio | 0.4 | [None, 0.0] | [[250.0, 1500.0]] | TRUE
179 | 1.2831 | 6.8417 | 0.0047434 | 1500 | 0 | reclaimed_water_substitution_ratio | 0.4 | [None, 0.0] | [[250.0, 1500.0]] | TRUE
180 | 1.2374 | 4.5452 | 0.0023703 | 1500 | 0 | reclaimed_water_substitution_ratio | 0.4 | [None, 0.0] | [[250.0, 1500.0]] | TRUE
181 | 1.1614 | 7.9527 | 0.0043182 | 1500 | 0 | reclaimed_water_substitution_ratio | 0.4 | [None, 0.0] | [[250.0, 1500.0]] | TRUE
182 | 1.1299 | 3.4735 | 0.0051674 | 1500 | 0 | reclaimed_water_substitution_ratio | 0.4 | [None, 0.0] | [[250.0, 1500.0]] | TRUE
183 | 1.2675 | 5.0375 | 0.0029183 | 1500 | 0 | reclaimed_water_substitution_ratio | 0.4 | [None, 0.0] | [[250.0, 1500.0]] | TRUE
184 | 1.3573 | 4.4543 | 0.0047664 | 1250 | 0 | reclaimed_water_substitution_ratio | 0.4 | [None, 0.0] | [[250.0, 1250.0]] | TRUE
185 | 1.2415 | 7.2868 | 0.0058375 | 1500 | 0 | reclaimed_water_substitution_ratio | 0.4 | [None, 0.0] | [[250.0, 1500.0]] | TRUE
186 | 1.2671 | 3.2703 | 0.0027537 | 1250 | 0 | reclaimed_water_substitution_ratio | 0.4 | [None, 0.0] | [[250.0, 1250.0]] | TRUE
187 | 1.1294 | 4.3088 | 0.0065128 | 1500 | 0 | reclaimed_water_substitution_ratio | 0.4 | [None, 0.0] | [[250.0, 1500.0]] | TRUE
188 | 1.242 | 6.2651 | 0.0013095 | 1500 | 0 | reclaimed_water_substitution_ratio | 0.4 | [None, 0.0] | [[250.0, 1500.0]] | TRUE
189 | 1.2068 | 4.052 | 0.0061492 | 1250 | 0 | reclaimed_water_substitution_ratio | 0.4 | [None, 0.0] | [[250.0, 1250.0]] | TRUE
190 | 1.3331 | 6.2719 | 0.0027208 | 1250 | 0 | reclaimed_water_substitution_ratio | 0.4 | [None, 0.0] | [[250.0, 1250.0]] | TRUE
191 | 1.2567 | 7.5553 | 0.00072005 | 1500 | 0 | reclaimed_water_substitution_ratio | 0.4 | [None, 0.0] | [[250.0, 1500.0]] | TRUE
192 | 1.1234 | 5.4334 | 0.0065305 | 1500 | 0 | reclaimed_water_substitution_ratio | 0.4 | [None, 0.0] | [[250.0, 1500.0]] | TRUE
193 | 1.3065 | 3.7181 | 0.0016831 | 1250 | 0 | reclaimed_water_substitution_ratio | 0.4 | [None, 0.0] | [[250.0, 1250.0]] | TRUE
194 | 1.2076 | 6.2754 | 0.0018016 | 1500 | 0 | reclaimed_water_substitution_ratio | 0.4 | [None, 0.0] | [[250.0, 1500.0]] | TRUE
195 | 1.3155 | 6.5209 | 0.0019487 | 1500 | 0 | reclaimed_water_substitution_ratio | 0.4 | [None, 0.0] | [[250.0, 1500.0]] | TRUE
196 | 1.2545 | 6.0784 | 0.00085387 | 1500 | 0 | reclaimed_water_substitution_ratio | 0.4 | [None, 0.0] | [[250.0, 1500.0]] | TRUE
197 | 1.1611 | 5.3828 | 0.0066173 | 1500 | 0 | reclaimed_water_substitution_ratio | 0.4 | [None, 0.0] | [[250.0, 1500.0]] | TRUE
198 | 1.2919 | 4.4667 | 0.0038305 | 1250 | 0 | reclaimed_water_substitution_ratio | 0.4 | [None, 0.0] | [[250.0, 1250.0]] | TRUE
199 | 1.305 | 5.8108 | 0.0031992 | 1500 | 0 | reclaimed_water_substitution_ratio | 0.4 | [None, 0.0] | [[250.0, 1500.0]] | TRUE
200 | 1.2868 | 3.8879 | 0.003233 | 1250 | 0 | reclaimed_water_substitution_ratio | 0.4 | [None, 0.0] | [[250.0, 1250.0]] | TRUE
201 | 1.1272 | 6.7031 | 0.0077724 | 1500 | 0 | reclaimed_water_substitution_ratio | 0.4 | [None, 0.0] | [[250.0, 1500.0]] | TRUE
202 | 1.272 | 8.4275 | 0.0017835 | 1500 | 0 | reclaimed_water_substitution_ratio | 0.4 | [None, 0.0] | [[250.0, 1500.0]] | TRUE
203 | 1.3336 | 6.6662 | 0.0022901 | 1250 | 0 | reclaimed_water_substitution_ratio | 0.4 | [None, 0.0] | [[250.0, 1250.0]] | TRUE
204 | 1.2359 | 8.6111 | 0.0036097 | 1500 | 0 | reclaimed_water_substitution_ratio | 0.4 | [None, 0.0] | [[250.0, 1500.0]] | TRUE
205 | 1.2298 | 8.7006 | 0.0063247 | 1500 | 0 | reclaimed_water_substitution_ratio | 0.4 | [None, 0.0] | [[250.0, 1500.0]] | TRUE
206 | 1.137 | 4.6762 | 0.0033166 | 1500 | 0 | reclaimed_water_substitution_ratio | 0.4 | [None, 0.0] | [[250.0, 1500.0]] | TRUE
207 | 1.1948 | 8.6751 | 0.0024633 | 1500 | 0 | reclaimed_water_substitution_ratio | 0.4 | [None, 0.0] | [[250.0, 1500.0]] | TRUE
208 | 1.2854 | 3.8637 | 0.0038575 | 1250 | 0 | reclaimed_water_substitution_ratio | 0.4 | [None, 0.0] | [[250.0, 1250.0]] | TRUE
209 | 1.2673 | 4.3219 | 0.0067086 | 1250 | 0 | reclaimed_water_substitution_ratio | 0.4 | [None, 0.0] | [[250.0, 1250.0]] | TRUE
210 | 1.231 | 4.939 | 0.0016415 | 1500 | 0 | reclaimed_water_substitution_ratio | 0.4 | [None, 0.0] | [[250.0, 1500.0]] | TRUE
211 | 1.1773 | 7.0497 | 0.0075104 | 1500 | 0 | reclaimed_water_substitution_ratio | 0.4 | [None, 0.0] | [[250.0, 1500.0]] | TRUE
212 | 1.2346 | 6.3673 | 0.0069591 | 1500 | 0 | reclaimed_water_substitution_ratio | 0.4 | [None, 0.0] | [[250.0, 1500.0]] | TRUE
213 | 1.1799 | 6.1271 | 0.0064635 | 1500 | 0 | reclaimed_water_substitution_ratio | 0.4 | [None, 0.0] | [[250.0, 1500.0]] | TRUE
214 | 1.2267 | 5.8964 | 0.0041207 | 1500 | 0 | reclaimed_water_substitution_ratio | 0.4 | [None, 0.0] | [[250.0, 1500.0]] | TRUE
215 | 1.3043 | 6.3226 | 0.0051003 | 1250 | 0 | reclaimed_water_substitution_ratio | 0.4 | [None, 0.0] | [[250.0, 1250.0]] | TRUE
216 | 1.1246 | 5.7566 | 0.0020923 | 1750 | 0 | reclaimed_water_substitution_ratio | 0.4 | [None, 0.0] | [[250.0, 1750.0]] | TRUE
217 | 1.2676 | 3.4401 | 0.0074861 | 1250 | 0 | reclaimed_water_substitution_ratio | 0.4 | [None, 0.0] | [[250.0, 1250.0]] | TRUE
218 | 1.2356 | 7.4725 | 0.0069845 | 1500 | 0 | reclaimed_water_substitution_ratio | 0.4 | [None, 0.0] | [[250.0, 1500.0]] | TRUE
219 | 1.1683 | 3.4311 | 0.0051534 | 1250 | 0 | reclaimed_water_substitution_ratio | 0.4 | [None, 0.0] | [[250.0, 1250.0]] | TRUE
220 | 1.1666 | 8.6418 | 0.0055306 | 1500 | 0 | reclaimed_water_substitution_ratio | 0.4 | [None, 0.0] | [[250.0, 1500.0]] | TRUE
221 | 1.2877 | 4.7116 | 0.0056553 | 1250 | 0 | reclaimed_water_substitution_ratio | 0.4 | [None, 0.0] | [[250.0, 1250.0]] | TRUE
222 | 1.1396 | 5.7445 | 0.0075593 | 1500 | 0 | reclaimed_water_substitution_ratio | 0.4 | [None, 0.0] | [[250.0, 1500.0]] | TRUE
223 | 1.2018 | 8.3009 | 0.0043551 | 1500 | 0 | reclaimed_water_substitution_ratio | 0.4 | [None, 0.0] | [[250.0, 1500.0]] | TRUE
224 | 1.1764 | 8.9966 | 0.007452 | 1500 | 0 | reclaimed_water_substitution_ratio | 0.4 | [None, 0.0] | [[250.0, 1500.0]] | TRUE
225 | 1.3241 | 6.8278 | 0.003828 | 1250 | 0 | reclaimed_water_substitution_ratio | 0.4 | [None, 0.0] | [[250.0, 1250.0]] | TRUE
226 | 1.192 | 8.7121 | 0.0051274 | 1500 | 0 | reclaimed_water_substitution_ratio | 0.4 | [None, 0.0] | [[250.0, 1500.0]] | TRUE
227 | 1.2269 | 3.2994 | 0.0013658 | 1250 | 0 | reclaimed_water_substitution_ratio | 0.4 | [None, 0.0] | [[250.0, 1250.0]] | TRUE
228 | 1.332 | 5.5851 | 0.0014477 | 1250 | 0 | reclaimed_water_substitution_ratio | 0.4 | [None, 0.0] | [[250.0, 1250.0]] | TRUE
229 | 1.1535 | 5.7842 | 0.0021117 | 1500 | 0 | reclaimed_water_substitution_ratio | 0.4 | [None, 0.0] | [[250.0, 1500.0]] | TRUE
230 | 1.1948 | 5.6992 | 0.0027317 | 1500 | 0 | reclaimed_water_substitution_ratio | 0.4 | [None, 0.0] | [[250.0, 1500.0]] | TRUE
231 | 1.2775 | 4.1034 | 0.0037056 | 1250 | 0 | reclaimed_water_substitution_ratio | 0.4 | [None, 0.0] | [[250.0, 1250.0]] | TRUE
232 | 1.2384 | 6.7274 | 0.0074507 | 1500 | 0 | reclaimed_water_substitution_ratio | 0.4 | [None, 0.0] | [[250.0, 1500.0]] | TRUE
233 | 1.3537 | 3.0721 | 0.0062062 | 1000 | 0 | reclaimed_water_substitution_ratio | 0.4 | [None, 0.0] | [[250.0, 1000.0]] | TRUE
234 | 1.2723 | 4.7946 | 0.0052944 | 1250 | 0 | reclaimed_water_substitution_ratio | 0.4 | [None, 0.0] | [[250.0, 1250.0]] | TRUE
235 | 1.2804 | 8.1741 | 0.0066176 | 1250 | 0 | reclaimed_water_substitution_ratio | 0.4 | [None, 0.0] | [[250.0, 1250.0]] | TRUE
236 | 1.121 | 6.0249 | 0.00086041 | 1750 | 0 | reclaimed_water_substitution_ratio | 0.4 | [None, 0.0] | [[250.0, 1750.0]] | TRUE
237 | 1.3392 | 8.7358 | 0.0031917 | 1250 | 0 | reclaimed_water_substitution_ratio | 0.4 | [None, 0.0] | [[250.0, 1250.0]] | TRUE
238 | 1.3245 | 3.8768 | 0.0021471 | 1250 | 0 | reclaimed_water_substitution_ratio | 0.4 | [None, 0.0] | [[250.0, 1250.0]] | TRUE
239 | 1.1454 | 3.927 | 0.0011846 | 1500 | 0 | reclaimed_water_substitution_ratio | 0.4 | [None, 0.0] | [[250.0, 1500.0]] | TRUE
240 | 1.1503 | 6.7493 | 0.0069993 | 1500 | 0 | reclaimed_water_substitution_ratio | 0.4 | [None, 0.0] | [[250.0, 1500.0]] | TRUE
241 | 1.1224 | 7.2108 | 0.0058319 | 1500 | 0 | reclaimed_water_substitution_ratio | 0.4 | [None, 0.0] | [[250.0, 1500.0]] | TRUE
242 | 1.3577 | 3.2993 | 0.0009511 | 1250 | 0 | reclaimed_water_substitution_ratio | 0.4 | [None, 0.0] | [[250.0, 1250.0]] | TRUE
243 | 1.2823 | 4.4793 | 0.0042854 | 1250 | 0 | reclaimed_water_substitution_ratio | 0.4 | [None, 0.0] | [[250.0, 1250.0]] | TRUE
244 | 1.2437 | 8.6466 | 0.0033347 | 1500 | 0 | reclaimed_water_substitution_ratio | 0.4 | [None, 0.0] | [[250.0, 1500.0]] | TRUE
245 | 1.2693 | 4.0283 | 0.0034182 | 1250 | 0 | reclaimed_water_substitution_ratio | 0.4 | [None, 0.0] | [[250.0, 1250.0]] | TRUE
246 | 1.1212 | 5.6958 | 0.0015004 | 1750 | 0 | reclaimed_water_substitution_ratio | 0.4 | [None, 0.0] | [[250.0, 1750.0]] | TRUE
247 | 1.2491 | 5.2518 | 0.00077332 | 1500 | 0 | reclaimed_water_substitution_ratio | 0.4 | [None, 0.0] | [[250.0, 1500.0]] | TRUE
248 | 1.2033 | 8.7963 | 0.0064822 | 1500 | 0 | reclaimed_water_substitution_ratio | 0.4 | [None, 0.0] | [[250.0, 1500.0]] | TRUE
249 | 1.1269 | 3.4202 | 0.0027375 | 1500 | 0 | reclaimed_water_substitution_ratio | 0.4 | [None, 0.0] | [[250.0, 1500.0]] | TRUE
250 | 1.1264 | 6.353 | 0.0062749 | 1500 | 0 | reclaimed_water_substitution_ratio | 0.4 | [None, 0.0] | [[250.0, 1500.0]] | TRUE
251 | 1.3188 | 8.2667 | 0.0068717 | 1250 | 0 | reclaimed_water_substitution_ratio | 0.4 | [None, 0.0] | [[250.0, 1250.0]] | TRUE
252 | 1.2687 | 8.257 | 0.0049729 | 1500 | 0 | reclaimed_water_substitution_ratio | 0.4 | [None, 0.0] | [[250.0, 1500.0]] | TRUE
253 | 1.2846 | 8.3369 | 0.0070791 | 1250 | 0 | reclaimed_water_substitution_ratio | 0.4 | [None, 0.0] | [[250.0, 1250.0]] | TRUE
254 | 1.1434 | 5.0572 | 0.0033472 | 1500 | 0 | reclaimed_water_substitution_ratio | 0.4 | [None, 0.0] | [[250.0, 1500.0]] | TRUE
255 | 1.3201 | 5.4117 | 0.0044694 | 1250 | 0 | reclaimed_water_substitution_ratio | 0.4 | [None, 0.0] | [[250.0, 1250.0]] | TRUE
256 | 1.2267 | 5.0939 | 0.00061768 | 1500 | 0 | reclaimed_water_substitution_ratio | 0.4 | [None, 0.0] | [[250.0, 1500.0]] | TRUE
257 | 1.2093 | 8.0575 | 0.0052928 | 1500 | 0 | reclaimed_water_substitution_ratio | 0.4 | [None, 0.0] | [[250.0, 1500.0]] | TRUE
258 | 1.342 | 3.7788 | 0.0067093 | 1250 | 0 | reclaimed_water_substitution_ratio | 0.4 | [None, 0.0] | [[250.0, 1250.0]] | TRUE
259 | 1.125 | 6.238 | 0.0013228 | 1750 | 0 | reclaimed_water_substitution_ratio | 0.4 | [None, 0.0] | [[250.0, 1750.0]] | TRUE
260 | 1.3492 | 7.8954 | 0.0028362 | 1250 | 0 | reclaimed_water_substitution_ratio | 0.4 | [None, 0.0] | [[250.0, 1250.0]] | TRUE
261 | 1.2917 | 6.1214 | 0.0015427 | 1500 | 0 | reclaimed_water_substitution_ratio | 0.4 | [None, 0.0] | [[250.0, 1500.0]] | TRUE
262 | 1.176 | 8.574 | 0.0011523 | 1500 | 0 | reclaimed_water_substitution_ratio | 0.4 | [None, 0.0] | [[250.0, 1500.0]] | TRUE
263 | 1.3424 | 3.3027 | 0.0024896 | 1250 | 0 | reclaimed_water_substitution_ratio | 0.4 | [None, 0.0] | [[250.0, 1250.0]] | TRUE
264 | 1.1862 | 4.2845 | 0.0074759 | 1500 | 0 | reclaimed_water_substitution_ratio | 0.4 | [None, 0.0] | [[250.0, 1500.0]] | TRUE
265 | 1.3466 | 4.4912 | 0.0049558 | 1250 | 0 | reclaimed_water_substitution_ratio | 0.4 | [None, 0.0] | [[250.0, 1250.0]] | TRUE
266 | 1.1817 | 6.0076 | 0.0028456 | 1500 | 0 | reclaimed_water_substitution_ratio | 0.4 | [None, 0.0] | [[250.0, 1500.0]] | TRUE
267 | 1.2905 | 7.3598 | 0.00073798 | 1500 | 0 | reclaimed_water_substitution_ratio | 0.4 | [None, 0.0] | [[250.0, 1500.0]] | TRUE
268 | 1.1722 | 5.9221 | 0.00096565 | 1500 | 0 | reclaimed_water_substitution_ratio | 0.4 | [None, 0.0] | [[250.0, 1500.0]] | TRUE
269 | 1.3413 | 5.5605 | 0.0026543 | 1250 | 0 | reclaimed_water_substitution_ratio | 0.4 | [None, 0.0] | [[250.0, 1250.0]] | TRUE
270 | 1.3383 | 4.0082 | 0.00624 | 1250 | 0 | reclaimed_water_substitution_ratio | 0.4 | [None, 0.0] | [[250.0, 1250.0]] | TRUE
271 | 1.2637 | 4.5793 | 0.0047764 | 1250 | 0 | reclaimed_water_substitution_ratio | 0.4 | [None, 0.0] | [[250.0, 1250.0]] | TRUE
272 | 1.2707 | 6.562 | 0.005037 | 1500 | 0 | reclaimed_water_substitution_ratio | 0.4 | [None, 0.0] | [[250.0, 1500.0]] | TRUE
273 | 1.1595 | 8.4842 | 0.0047185 | 1500 | 0 | reclaimed_water_substitution_ratio | 0.4 | [None, 0.0] | [[250.0, 1500.0]] | TRUE
274 | 1.1333 | 7.8178 | 0.0062156 | 1500 | 0 | reclaimed_water_substitution_ratio | 0.4 | [None, 0.0] | [[250.0, 1500.0]] | TRUE
275 | 1.1805 | 8.6321 | 0.0072142 | 1500 | 0 | reclaimed_water_substitution_ratio | 0.4 | [None, 0.0] | [[250.0, 1500.0]] | TRUE
276 | 1.2426 | 7.292 | 0.0058083 | 1500 | 0 | reclaimed_water_substitution_ratio | 0.4 | [None, 0.0] | [[250.0, 1500.0]] | TRUE
277 | 1.1525 | 3.6178 | 0.00062721 | 1500 | 0 | reclaimed_water_substitution_ratio | 0.4 | [None, 0.0] | [[250.0, 1500.0]] | TRUE
278 | 1.1525 | 3.2122 | 0.0024349 | 1250 | 0 | reclaimed_water_substitution_ratio | 0.4 | [None, 0.0] | [[250.0, 1250.0]] | TRUE
279 | 1.2044 | 6.6644 | 0.0016785 | 1500 | 0 | reclaimed_water_substitution_ratio | 0.4 | [None, 0.0] | [[250.0, 1500.0]] | TRUE
280 | 1.2147 | 4.1784 | 0.0056841 | 1250 | 0 | reclaimed_water_substitution_ratio | 0.4 | [None, 0.0] | [[250.0, 1250.0]] | TRUE
281 | 1.2091 | 5.8365 | 0.0041217 | 1500 | 0 | reclaimed_water_substitution_ratio | 0.4 | [None, 0.0] | [[250.0, 1500.0]] | TRUE
282 | 1.1212 | 6.2709 | 0.002395 | 1750 | 0 | reclaimed_water_substitution_ratio | 0.4 | [None, 0.0] | [[250.0, 1750.0]] | TRUE
283 | 1.1718 | 3.9127 | 0.0042497 | 1500 | 0 | reclaimed_water_substitution_ratio | 0.4 | [None, 0.0] | [[250.0, 1500.0]] | TRUE
284 | 1.299 | 5.5784 | 0.0044973 | 1250 | 0 | reclaimed_water_substitution_ratio | 0.4 | [None, 0.0] | [[250.0, 1250.0]] | TRUE
285 | 1.2173 | 3.3688 | 0.0064015 | 1250 | 0 | reclaimed_water_substitution_ratio | 0.4 | [None, 0.0] | [[250.0, 1250.0]] | TRUE
286 | 1.3126 | 6.2763 | 0.0030249 | 1250 | 0 | reclaimed_water_substitution_ratio | 0.4 | [None, 0.0] | [[250.0, 1250.0]] | TRUE
287 | 1.2076 | 4.6615 | 0.0045851 | 1500 | 0 | reclaimed_water_substitution_ratio | 0.4 | [None, 0.0] | [[250.0, 1500.0]] | TRUE
288 | 1.2067 | 5.6547 | 0.0019808 | 1500 | 0 | reclaimed_water_substitution_ratio | 0.4 | [None, 0.0] | [[250.0, 1500.0]] | TRUE
289 | 1.2067 | 6.7763 | 0.0062392 | 1500 | 0 | reclaimed_water_substitution_ratio | 0.4 | [None, 0.0] | [[250.0, 1500.0]] | TRUE
290 | 1.249 | 8.0686 | 0.0030643 | 1500 | 0 | reclaimed_water_substitution_ratio | 0.4 | [None, 0.0] | [[250.0, 1500.0]] | TRUE
291 | 1.1666 | 4.9675 | 0.0057502 | 1500 | 0 | reclaimed_water_substitution_ratio | 0.4 | [None, 0.0] | [[250.0, 1500.0]] | TRUE
292 | 1.3396 | 6.6643 | 0.0046218 | 1250 | 0 | reclaimed_water_substitution_ratio | 0.4 | [None, 0.0] | [[250.0, 1250.0]] | TRUE
293 | 1.1326 | 5.37 | 0.006847 | 1500 | 0 | reclaimed_water_substitution_ratio | 0.4 | [None, 0.0] | [[250.0, 1500.0]] | TRUE
294 | 1.2197 | 3.0782 | 0.005263 | 1250 | 0 | reclaimed_water_substitution_ratio | 0.4 | [None, 0.0] | [[250.0, 1250.0]] | TRUE
295 | 1.3484 | 3.4765 | 0.0021055 | 1250 | 0 | reclaimed_water_substitution_ratio | 0.4 | [None, 0.0] | [[250.0, 1250.0]] | TRUE
296 | 1.2764 | 8.2528 | 0.0074138 | 1250 | 0 | reclaimed_water_substitution_ratio | 0.4 | [None, 0.0] | [[250.0, 1250.0]] | TRUE
297 | 1.2885 | 6.8755 | 0.0075794 | 1250 | 0 | reclaimed_water_substitution_ratio | 0.4 | [None, 0.0] | [[250.0, 1250.0]] | TRUE
298 | 1.2564 | 5.6124 | 0.0069049 | 1500 | 0 | reclaimed_water_substitution_ratio | 0.4 | [None, 0.0] | [[250.0, 1500.0]] | TRUE
299 | 1.3487 | 6.6363 | 0.0061869 | 1250 | 0 | reclaimed_water_substitution_ratio | 0.4 | [None, 0.0] | [[250.0, 1250.0]] | TRUE
300 | 1.1963 | 4.8329 | 0.0025949 | 1500 | 0 | reclaimed_water_substitution_ratio | 0.4 | [None, 0.0] | [[250.0, 1500.0]] | TRUE
301 | 1.2831 | 6.4856 | 0.0022445 | 1500 | 0 | reclaimed_water_substitution_ratio | 0.4 | [None, 0.0] | [[250.0, 1500.0]] | TRUE
302 | 1.1303 | 4.8241 | 0.0077465 | 1500 | 0 | reclaimed_water_substitution_ratio | 0.4 | [None, 0.0] | [[250.0, 1500.0]] | TRUE
303 | 1.2244 | 7.0437 | 0.0072687 | 1500 | 0 | reclaimed_water_substitution_ratio | 0.4 | [None, 0.0] | [[250.0, 1500.0]] | TRUE
304 | 1.3451 | 5.9406 | 0.0014179 | 1250 | 0 | reclaimed_water_substitution_ratio | 0.4 | [None, 0.0] | [[250.0, 1250.0]] | TRUE
305 | 1.3468 | 8.0507 | 0.0021944 | 1250 | 0 | reclaimed_water_substitution_ratio | 0.4 | [None, 0.0] | [[250.0, 1250.0]] | TRUE
306 | 1.3089 | 8.5627 | 0.0079526 | 1250 | 0 | reclaimed_water_substitution_ratio | 0.4 | [None, 0.0] | [[250.0, 1250.0]] | TRUE
307 | 1.2957 | 6.49 | 0.0022943 | 1500 | 0 | reclaimed_water_substitution_ratio | 0.4 | [None, 0.0] | [[250.0, 1500.0]] | TRUE
308 | 1.3179 | 4.0614 | 0.00075003 | 1250 | 0 | reclaimed_water_substitution_ratio | 0.4 | [None, 0.0] | [[250.0, 1250.0]] | TRUE
309 | 1.1819 | 7.7063 | 0.0025897 | 1500 | 0 | reclaimed_water_substitution_ratio | 0.4 | [None, 0.0] | [[250.0, 1500.0]] | TRUE
310 | 1.3412 | 5.0238 | 0.0077493 | 1250 | 0 | reclaimed_water_substitution_ratio | 0.4 | [None, 0.0] | [[250.0, 1250.0]] | TRUE
311 | 1.3434 | 6.6136 | 0.0046497 | 1250 | 0 | reclaimed_water_substitution_ratio | 0.4 | [None, 0.0] | [[250.0, 1250.0]] | TRUE
312 | 1.1798 | 8.1005 | 0.0062341 | 1500 | 0 | reclaimed_water_substitution_ratio | 0.4 | [None, 0.0] | [[250.0, 1500.0]] | TRUE
313 | 1.3223 | 4.1004 | 0.0063758 | 1250 | 0 | reclaimed_water_substitution_ratio | 0.4 | [None, 0.0] | [[250.0, 1250.0]] | TRUE
314 | 1.1367 | 3.6543 | 0.0064773 | 1500 | 0 | reclaimed_water_substitution_ratio | 0.4 | [None, 0.0] | [[250.0, 1500.0]] | TRUE
315 | 1.3075 | 3.1963 | 0.0051571 | 1250 | 0 | reclaimed_water_substitution_ratio | 0.4 | [None, 0.0] | [[250.0, 1250.0]] | TRUE
316 | 1.3024 | 5.2191 | 0.0029461 | 1250 | 0 | reclaimed_water_substitution_ratio | 0.4 | [None, 0.0] | [[250.0, 1250.0]] | TRUE
317 | 1.302 | 7.8766 | 0.00082669 | 1500 | 0 | reclaimed_water_substitution_ratio | 0.4 | [None, 0.0] | [[250.0, 1500.0]] | TRUE
318 | 1.2036 | 7.1098 | 0.0010674 | 1500 | 0 | reclaimed_water_substitution_ratio | 0.4 | [None, 0.0] | [[250.0, 1500.0]] | TRUE
319 | 1.356 | 4.4776 | 0.0047388 | 1250 | 0 | reclaimed_water_substitution_ratio | 0.4 | [None, 0.0] | [[250.0, 1250.0]] | TRUE
320 | 1.3088 | 7.2157 | 0.0069681 | 1250 | 0 | reclaimed_water_substitution_ratio | 0.4 | [None, 0.0] | [[250.0, 1250.0]] | TRUE
321 | 1.2938 | 6.8719 | 0.0066584 | 1250 | 0 | reclaimed_water_substitution_ratio | 0.4 | [None, 0.0] | [[250.0, 1250.0]] | TRUE
322 | 1.2883 | 4.2903 | 0.0021308 | 1250 | 0 | reclaimed_water_substitution_ratio | 0.4 | [None, 0.0] | [[250.0, 1250.0]] | TRUE
323 | 1.2336 | 3.6678 | 0.0070099 | 1250 | 0 | reclaimed_water_substitution_ratio | 0.4 | [None, 0.0] | [[250.0, 1250.0]] | TRUE
324 | 1.1603 | 6.0071 | 0.00284 | 1500 | 0 | reclaimed_water_substitution_ratio | 0.4 | [None, 0.0] | [[250.0, 1500.0]] | TRUE
325 | 1.3372 | 8.9609 | 0.0019213 | 1250 | 0 | reclaimed_water_substitution_ratio | 0.4 | [None, 0.0] | [[250.0, 1250.0]] | TRUE
326 | 1.1503 | 8.2823 | 0.0079945 | 1500 | 0 | reclaimed_water_substitution_ratio | 0.4 | [None, 0.0] | [[250.0, 1500.0]] | TRUE
327 | 1.1778 | 8.1413 | 0.0054689 | 1500 | 0 | reclaimed_water_substitution_ratio | 0.4 | [None, 0.0] | [[250.0, 1500.0]] | TRUE
328 | 1.2058 | 5.0499 | 0.0073543 | 1500 | 0 | reclaimed_water_substitution_ratio | 0.4 | [None, 0.0] | [[250.0, 1500.0]] | TRUE
329 | 1.1433 | 5.3542 | 0.005093 | 1500 | 0 | reclaimed_water_substitution_ratio | 0.4 | [None, 0.0] | [[250.0, 1500.0]] | TRUE
330 | 1.2058 | 7.1511 | 0.0036941 | 1500 | 0 | reclaimed_water_substitution_ratio | 0.4 | [None, 0.0] | [[250.0, 1500.0]] | TRUE
331 | 1.3126 | 4.9056 | 0.0016602 | 1250 | 0 | reclaimed_water_substitution_ratio | 0.4 | [None, 0.0] | [[250.0, 1250.0]] | TRUE
332 | 1.3478 | 4.188 | 0.0030556 | 1250 | 0 | reclaimed_water_substitution_ratio | 0.4 | [None, 0.0] | [[250.0, 1250.0]] | TRUE
333 | 1.3571 | 3.0409 | 0.0022461 | 1000 | 0 | reclaimed_water_substitution_ratio | 0.4 | [None, 0.0] | [[250.0, 1000.0]] | TRUE
334 | 1.2043 | 6.2572 | 0.0049809 | 1500 | 0 | reclaimed_water_substitution_ratio | 0.4 | [None, 0.0] | [[250.0, 1500.0]] | TRUE
335 | 1.121 | 5.0513 | 0.0044384 | 1500 | 0 | reclaimed_water_substitution_ratio | 0.4 | [None, 0.0] | [[250.0, 1500.0]] | TRUE
336 | 1.2627 | 7.7174 | 0.0054821 | 1500 | 0 | reclaimed_water_substitution_ratio | 0.4 | [None, 0.0] | [[250.0, 1500.0]] | TRUE
337 | 1.1613 | 7.3617 | 0.0041386 | 1500 | 0 | reclaimed_water_substitution_ratio | 0.4 | [None, 0.0] | [[250.0, 1500.0]] | TRUE
338 | 1.1248 | 8.1105 | 0.0030519 | 1500 | 0 | reclaimed_water_substitution_ratio | 0.4 | [None, 0.0] | [[250.0, 1500.0]] | TRUE
339 | 1.3094 | 8.0493 | 0.0059929 | 1250 | 0 | reclaimed_water_substitution_ratio | 0.4 | [None, 0.0] | [[250.0, 1250.0]] | TRUE
340 | 1.2528 | 4.031 | 0.0060246 | 1250 | 0 | reclaimed_water_substitution_ratio | 0.4 | [None, 0.0] | [[250.0, 1250.0]] | TRUE
341 | 1.3202 | 3.5009 | 0.0027365 | 1250 | 0 | reclaimed_water_substitution_ratio | 0.4 | [None, 0.0] | [[250.0, 1250.0]] | TRUE
342 | 1.3095 | 8.4459 | 0.0039801 | 1250 | 0 | reclaimed_water_substitution_ratio | 0.4 | [None, 0.0] | [[250.0, 1250.0]] | TRUE
343 | 1.121 | 8.3966 | 0.004672 | 1500 | 0 | reclaimed_water_substitution_ratio | 0.4 | [None, 0.0] | [[250.0, 1500.0]] | TRUE
344 | 1.1814 | 8.3523 | 0.0023252 | 1500 | 0 | reclaimed_water_substitution_ratio | 0.4 | [None, 0.0] | [[250.0, 1500.0]] | TRUE
345 | 1.1285 | 6.0832 | 0.0065177 | 1500 | 0 | reclaimed_water_substitution_ratio | 0.4 | [None, 0.0] | [[250.0, 1500.0]] | TRUE
346 | 1.2853 | 5.8215 | 0.0056041 | 1250 | 0 | reclaimed_water_substitution_ratio | 0.4 | [None, 0.0] | [[250.0, 1250.0]] | TRUE
347 | 1.1491 | 4.5596 | 0.0014835 | 1500 | 0 | reclaimed_water_substitution_ratio | 0.4 | [None, 0.0] | [[250.0, 1500.0]] | TRUE
348 | 1.1501 | 5.6536 | 0.0017678 | 1500 | 0 | reclaimed_water_substitution_ratio | 0.4 | [None, 0.0] | [[250.0, 1500.0]] | TRUE
349 | 1.2834 | 6.4857 | 0.0053771 | 1500 | 0 | reclaimed_water_substitution_ratio | 0.4 | [None, 0.0] | [[250.0, 1500.0]] | TRUE
350 | 1.2788 | 5.1248 | 0.0015286 | 1500 | 0 | reclaimed_water_substitution_ratio | 0.4 | [None, 0.0] | [[250.0, 1500.0]] | TRUE
351 | 1.2909 | 5.5154 | 0.0072356 | 1250 | 0 | reclaimed_water_substitution_ratio | 0.4 | [None, 0.0] | [[250.0, 1250.0]] | TRUE
352 | 1.3183 | 7.2902 | 0.003711 | 1250 | 0 | reclaimed_water_substitution_ratio | 0.4 | [None, 0.0] | [[250.0, 1250.0]] | TRUE
353 | 1.2791 | 7.2155 | 0.0030741 | 1500 | 0 | reclaimed_water_substitution_ratio | 0.4 | [None, 0.0] | [[250.0, 1500.0]] | TRUE
354 | 1.3522 | 3.8403 | 0.0022171 | 1250 | 0 | reclaimed_water_substitution_ratio | 0.4 | [None, 0.0] | [[250.0, 1250.0]] | TRUE
355 | 1.3493 | 3.368 | 0.0070136 | 1000 | 0 | reclaimed_water_substitution_ratio | 0.4 | [None, 0.0] | [[250.0, 1000.0]] | TRUE
356 | 1.2818 | 5.976 | 0.0033508 | 1500 | 0 | reclaimed_water_substitution_ratio | 0.4 | [None, 0.0] | [[250.0, 1500.0]] | TRUE
357 | 1.2557 | 7.9102 | 0.0013452 | 1500 | 0 | reclaimed_water_substitution_ratio | 0.4 | [None, 0.0] | [[250.0, 1500.0]] | TRUE
358 | 1.3462 | 4.6012 | 0.0033452 | 1250 | 0 | reclaimed_water_substitution_ratio | 0.4 | [None, 0.0] | [[250.0, 1250.0]] | TRUE
359 | 1.3132 | 8.8856 | 0.0070555 | 1250 | 0 | reclaimed_water_substitution_ratio | 0.4 | [None, 0.0] | [[250.0, 1250.0]] | TRUE
360 | 1.1732 | 5.3771 | 0.0017914 | 1500 | 0 | reclaimed_water_substitution_ratio | 0.4 | [None, 0.0] | [[250.0, 1500.0]] | TRUE
361 | 1.22 | 7.1084 | 0.0051118 | 1500 | 0 | reclaimed_water_substitution_ratio | 0.4 | [None, 0.0] | [[250.0, 1500.0]] | TRUE
362 | 1.1621 | 6.2714 | 0.0066114 | 1500 | 0 | reclaimed_water_substitution_ratio | 0.4 | [None, 0.0] | [[250.0, 1500.0]] | TRUE
363 | 1.1287 | 8.8885 | 0.0046378 | 1500 | 0 | reclaimed_water_substitution_ratio | 0.4 | [None, 0.0] | [[250.0, 1500.0]] | TRUE
364 | 1.1407 | 6.793 | 0.0064399 | 1500 | 0 | reclaimed_water_substitution_ratio | 0.4 | [None, 0.0] | [[250.0, 1500.0]] | TRUE
365 | 1.156 | 7.5497 | 0.0048992 | 1500 | 0 | reclaimed_water_substitution_ratio | 0.4 | [None, 0.0] | [[250.0, 1500.0]] | TRUE
366 | 1.2572 | 3.044 | 0.0057245 | 1250 | 0 | reclaimed_water_substitution_ratio | 0.4 | [None, 0.0] | [[250.0, 1250.0]] | TRUE
367 | 1.1362 | 8.4665 | 0.00081617 | 1750 | 0 | reclaimed_water_substitution_ratio | 0.4 | [None, 0.0] | [[250.0, 1750.0]] | TRUE
368 | 1.1631 | 3.2057 | 0.0075072 | 1250 | 0 | reclaimed_water_substitution_ratio | 0.4 | [None, 0.0] | [[250.0, 1250.0]] | TRUE
369 | 1.284 | 5.2775 | 0.0017558 | 1500 | 0 | reclaimed_water_substitution_ratio | 0.4 | [None, 0.0] | [[250.0, 1500.0]] | TRUE
370 | 1.2755 | 8.3411 | 0.0052479 | 1500 | 0 | reclaimed_water_substitution_ratio | 0.4 | [None, 0.0] | [[250.0, 1500.0]] | TRUE
371 | 1.3202 | 6.4994 | 0.0055872 | 1250 | 0 | reclaimed_water_substitution_ratio | 0.4 | [None, 0.0] | [[250.0, 1250.0]] | TRUE
372 | 1.1963 | 6.797 | 0.0043228 | 1500 | 0 | reclaimed_water_substitution_ratio | 0.4 | [None, 0.0] | [[250.0, 1500.0]] | TRUE
373 | 1.2028 | 4.0228 | 0.0032453 | 1500 | 0 | reclaimed_water_substitution_ratio | 0.4 | [None, 0.0] | [[250.0, 1500.0]] | TRUE
374 | 1.3181 | 7.5077 | 0.0068959 | 1250 | 0 | reclaimed_water_substitution_ratio | 0.4 | [None, 0.0] | [[250.0, 1250.0]] | TRUE
375 | 1.2603 | 4.8689 | 0.0059363 | 1250 | 0 | reclaimed_water_substitution_ratio | 0.4 | [None, 0.0] | [[250.0, 1250.0]] | TRUE
376 | 1.309 | 5.4117 | 0.0035122 | 1250 | 0 | reclaimed_water_substitution_ratio | 0.4 | [None, 0.0] | [[250.0, 1250.0]] | TRUE
377 | 1.2484 | 4.3362 | 0.0048834 | 1250 | 0 | reclaimed_water_substitution_ratio | 0.4 | [None, 0.0] | [[250.0, 1250.0]] | TRUE
378 | 1.197 | 6.7024 | 0.0022806 | 1500 | 0 | reclaimed_water_substitution_ratio | 0.4 | [None, 0.0] | [[250.0, 1500.0]] | TRUE
379 | 1.2156 | 3.2312 | 0.0038675 | 1250 | 0 | reclaimed_water_substitution_ratio | 0.4 | [None, 0.0] | [[250.0, 1250.0]] | TRUE
380 | 1.279 | 6.668 | 0.0015339 | 1500 | 0 | reclaimed_water_substitution_ratio | 0.4 | [None, 0.0] | [[250.0, 1500.0]] | TRUE
381 | 1.2214 | 6.4864 | 0.0030615 | 1500 | 0 | reclaimed_water_substitution_ratio | 0.4 | [None, 0.0] | [[250.0, 1500.0]] | TRUE
382 | 1.1771 | 5.4993 | 0.0050159 | 1500 | 0 | reclaimed_water_substitution_ratio | 0.4 | [None, 0.0] | [[250.0, 1500.0]] | TRUE
383 | 1.2506 | 7.5894 | 0.0068074 | 1500 | 0 | reclaimed_water_substitution_ratio | 0.4 | [None, 0.0] | [[250.0, 1500.0]] | TRUE
384 | 1.1731 | 3.0468 | 0.0046545 | 1250 | 0 | reclaimed_water_substitution_ratio | 0.4 | [None, 0.0] | [[250.0, 1250.0]] | TRUE
385 | 1.157 | 6.8978 | 0.0062148 | 1500 | 0 | reclaimed_water_substitution_ratio | 0.4 | [None, 0.0] | [[250.0, 1500.0]] | TRUE
386 | 1.1793 | 5.1767 | 0.0065051 | 1500 | 0 | reclaimed_water_substitution_ratio | 0.4 | [None, 0.0] | [[250.0, 1500.0]] | TRUE
387 | 1.3365 | 4.348 | 0.0009665 | 1250 | 0 | reclaimed_water_substitution_ratio | 0.4 | [None, 0.0] | [[250.0, 1250.0]] | TRUE
388 | 1.128 | 3.8354 | 0.002834 | 1500 | 0 | reclaimed_water_substitution_ratio | 0.4 | [None, 0.0] | [[250.0, 1500.0]] | TRUE
389 | 1.2302 | 5.0857 | 0.003218 | 1500 | 0 | reclaimed_water_substitution_ratio | 0.4 | [None, 0.0] | [[250.0, 1500.0]] | TRUE
390 | 1.3337 | 4.4803 | 0.0054433 | 1250 | 0 | reclaimed_water_substitution_ratio | 0.4 | [None, 0.0] | [[250.0, 1250.0]] | TRUE
391 | 1.211 | 4.7675 | 0.0048079 | 1500 | 0 | reclaimed_water_substitution_ratio | 0.4 | [None, 0.0] | [[250.0, 1500.0]] | TRUE
392 | 1.2521 | 5.3407 | 0.0037369 | 1500 | 0 | reclaimed_water_substitution_ratio | 0.4 | [None, 0.0] | [[250.0, 1500.0]] | TRUE
393 | 1.3565 | 7.1284 | 0.0030355 | 1250 | 0 | reclaimed_water_substitution_ratio | 0.4 | [None, 0.0] | [[250.0, 1250.0]] | TRUE
394 | 1.1303 | 4.2673 | 0.0037602 | 1500 | 0 | reclaimed_water_substitution_ratio | 0.4 | [None, 0.0] | [[250.0, 1500.0]] | TRUE
395 | 1.1885 | 8.6493 | 0.0014525 | 1500 | 0 | reclaimed_water_substitution_ratio | 0.4 | [None, 0.0] | [[250.0, 1500.0]] | TRUE
396 | 1.272 | 4.2912 | 0.00061775 | 1250 | 0 | reclaimed_water_substitution_ratio | 0.4 | [None, 0.0] | [[250.0, 1250.0]] | TRUE
397 | 1.342 | 6.4388 | 0.0075763 | 1250 | 0 | reclaimed_water_substitution_ratio | 0.4 | [None, 0.0] | [[250.0, 1250.0]] | TRUE
398 | 1.3216 | 7.8143 | 0.0075614 | 1250 | 0 | reclaimed_water_substitution_ratio | 0.4 | [None, 0.0] | [[250.0, 1250.0]] | TRUE
399 | 1.1431 | 7.0887 | 0.00082256 | 1500 | 0 | reclaimed_water_substitution_ratio | 0.4 | [None, 0.0] | [[250.0, 1500.0]] | TRUE
400 | 1.2552 | 3.82 | 0.0031517 | 1250 | 0 | reclaimed_water_substitution_ratio | 0.4 | [None, 0.0] | [[250.0, 1250.0]] | TRUE
401 | 1.245 | 4.9389 | 0.0020935 | 1500 | 0 | reclaimed_water_substitution_ratio | 0.4 | [None, 0.0] | [[250.0, 1500.0]] | TRUE
402 | 1.1865 | 4.3437 | 0.0066675 | 1500 | 0 | reclaimed_water_substitution_ratio | 0.4 | [None, 0.0] | [[250.0, 1500.0]] | TRUE
403 | 1.3316 | 5.0097 | 0.0073713 | 1250 | 0 | reclaimed_water_substitution_ratio | 0.4 | [None, 0.0] | [[250.0, 1250.0]] | TRUE
404 | 1.2284 | 8.7529 | 0.0065105 | 1500 | 0 | reclaimed_water_substitution_ratio | 0.4 | [None, 0.0] | [[250.0, 1500.0]] | TRUE
405 | 1.2492 | 4.0758 | 0.0036451 | 1250 | 0 | reclaimed_water_substitution_ratio | 0.4 | [None, 0.0] | [[250.0, 1250.0]] | TRUE
406 | 1.2429 | 7.8387 | 0.0022786 | 1500 | 0 | reclaimed_water_substitution_ratio | 0.4 | [None, 0.0] | [[250.0, 1500.0]] | TRUE
407 | 1.1433 | 7.2723 | 0.001371 | 1500 | 0 | reclaimed_water_substitution_ratio | 0.4 | [None, 0.0] | [[250.0, 1500.0]] | TRUE
408 | 1.2191 | 3.2491 | 0.0054519 | 1250 | 0 | reclaimed_water_substitution_ratio | 0.4 | [None, 0.0] | [[250.0, 1250.0]] | TRUE
409 | 1.3163 | 6.5833 | 0.00089163 | 1500 | 0 | reclaimed_water_substitution_ratio | 0.4 | [None, 0.0] | [[250.0, 1500.0]] | TRUE
410 | 1.2812 | 5.5856 | 0.0014146 | 1500 | 0 | reclaimed_water_substitution_ratio | 0.4 | [None, 0.0] | [[250.0, 1500.0]] | TRUE
411 | 1.2838 | 4.6093 | 0.0061115 | 1250 | 0 | reclaimed_water_substitution_ratio | 0.4 | [None, 0.0] | [[250.0, 1250.0]] | TRUE
412 | 1.3062 | 3.1846 | 0.002338 | 1250 | 0 | reclaimed_water_substitution_ratio | 0.4 | [None, 0.0] | [[250.0, 1250.0]] | TRUE
413 | 1.3434 | 6.6378 | 0.0062898 | 1250 | 0 | reclaimed_water_substitution_ratio | 0.4 | [None, 0.0] | [[250.0, 1250.0]] | TRUE
414 | 1.1529 | 8.0348 | 0.0019037 | 1500 | 0 | reclaimed_water_substitution_ratio | 0.4 | [None, 0.0] | [[250.0, 1500.0]] | TRUE
415 | 1.3165 | 3.4937 | 0.00132 | 1250 | 0 | reclaimed_water_substitution_ratio | 0.4 | [None, 0.0] | [[250.0, 1250.0]] | TRUE
416 | 1.2817 | 4.9387 | 0.0050472 | 1250 | 0 | reclaimed_water_substitution_ratio | 0.4 | [None, 0.0] | [[250.0, 1250.0]] | TRUE
417 | 1.2003 | 3.9267 | 0.0021579 | 1500 | 0 | reclaimed_water_substitution_ratio | 0.4 | [None, 0.0] | [[250.0, 1500.0]] | TRUE
418 | 1.1456 | 6.7639 | 0.0069337 | 1500 | 0 | reclaimed_water_substitution_ratio | 0.4 | [None, 0.0] | [[250.0, 1500.0]] | TRUE
419 | 1.3501 | 3.9013 | 0.0069877 | 1250 | 0 | reclaimed_water_substitution_ratio | 0.4 | [None, 0.0] | [[250.0, 1250.0]] | TRUE
420 | 1.1317 | 7.4708 | 0.0054593 | 1500 | 0 | reclaimed_water_substitution_ratio | 0.4 | [None, 0.0] | [[250.0, 1500.0]] | TRUE
421 | 1.3226 | 8.4358 | 0.0063384 | 1250 | 0 | reclaimed_water_substitution_ratio | 0.4 | [None, 0.0] | [[250.0, 1250.0]] | TRUE
422 | 1.3592 | 3.6645 | 0.0041037 | 1250 | 0 | reclaimed_water_substitution_ratio | 0.4 | [None, 0.0] | [[250.0, 1250.0]] | TRUE
423 | 1.358 | 3.7403 | 0.0046394 | 1250 | 0 | reclaimed_water_substitution_ratio | 0.4 | [None, 0.0] | [[250.0, 1250.0]] | TRUE
424 | 1.1614 | 6.7359 | 0.0012576 | 1500 | 0 | reclaimed_water_substitution_ratio | 0.4 | [None, 0.0] | [[250.0, 1500.0]] | TRUE
425 | 1.3172 | 7.4508 | 0.0042227 | 1250 | 0 | reclaimed_water_substitution_ratio | 0.4 | [None, 0.0] | [[250.0, 1250.0]] | TRUE
426 | 1.2367 | 8.3542 | 0.006946 | 1500 | 0 | reclaimed_water_substitution_ratio | 0.4 | [None, 0.0] | [[250.0, 1500.0]] | TRUE
427 | 1.1413 | 8.8317 | 0.0047174 | 1500 | 0 | reclaimed_water_substitution_ratio | 0.4 | [None, 0.0] | [[250.0, 1500.0]] | TRUE
428 | 1.2993 | 7.4755 | 0.0078691 | 1250 | 0 | reclaimed_water_substitution_ratio | 0.4 | [None, 0.0] | [[250.0, 1250.0]] | TRUE
429 | 1.2691 | 6.7341 | 0.0070695 | 1500 | 0 | reclaimed_water_substitution_ratio | 0.4 | [None, 0.0] | [[250.0, 1500.0]] | TRUE
430 | 1.3261 | 7.779 | 0.0013648 | 1250 | 0 | reclaimed_water_substitution_ratio | 0.4 | [None, 0.0] | [[250.0, 1250.0]] | TRUE
431 | 1.2965 | 4.8013 | 0.0050435 | 1250 | 0 | reclaimed_water_substitution_ratio | 0.4 | [None, 0.0] | [[250.0, 1250.0]] | TRUE
432 | 1.2094 | 5.0089 | 0.0015739 | 1500 | 0 | reclaimed_water_substitution_ratio | 0.4 | [None, 0.0] | [[250.0, 1500.0]] | TRUE
433 | 1.3501 | 4.6861 | 0.0022765 | 1250 | 0 | reclaimed_water_substitution_ratio | 0.4 | [None, 0.0] | [[250.0, 1250.0]] | TRUE
434 | 1.137 | 8.2532 | 0.0048744 | 1500 | 0 | reclaimed_water_substitution_ratio | 0.4 | [None, 0.0] | [[250.0, 1500.0]] | TRUE
435 | 1.1541 | 5.1129 | 0.0019094 | 1500 | 0 | reclaimed_water_substitution_ratio | 0.4 | [None, 0.0] | [[250.0, 1500.0]] | TRUE
436 | 1.2511 | 8.5701 | 0.0058865 | 1500 | 0 | reclaimed_water_substitution_ratio | 0.4 | [None, 0.0] | [[250.0, 1500.0]] | TRUE
437 | 1.1397 | 5.6406 | 0.0046319 | 1500 | 0 | reclaimed_water_substitution_ratio | 0.4 | [None, 0.0] | [[250.0, 1500.0]] | TRUE
438 | 1.1933 | 3.8592 | 0.0064974 | 1250 | 0 | reclaimed_water_substitution_ratio | 0.4 | [None, 0.0] | [[250.0, 1250.0]] | TRUE
439 | 1.3392 | 3.7443 | 0.0039232 | 1250 | 0 | reclaimed_water_substitution_ratio | 0.4 | [None, 0.0] | [[250.0, 1250.0]] | TRUE
440 | 1.2146 | 3.3883 | 0.0044706 | 1250 | 0 | reclaimed_water_substitution_ratio | 0.4 | [None, 0.0] | [[250.0, 1250.0]] | TRUE
441 | 1.3224 | 7.1244 | 0.0014674 | 1500 | 0 | reclaimed_water_substitution_ratio | 0.4 | [None, 0.0] | [[250.0, 1500.0]] | TRUE
442 | 1.3292 | 4.415 | 0.0013799 | 1250 | 0 | reclaimed_water_substitution_ratio | 0.4 | [None, 0.0] | [[250.0, 1250.0]] | TRUE
443 | 1.2113 | 5.6198 | 0.0034291 | 1500 | 0 | reclaimed_water_substitution_ratio | 0.4 | [None, 0.0] | [[250.0, 1500.0]] | TRUE
444 | 1.3293 | 3.9285 | 0.0023958 | 1250 | 0 | reclaimed_water_substitution_ratio | 0.4 | [None, 0.0] | [[250.0, 1250.0]] | TRUE
445 | 1.3277 | 3.5565 | 0.0028738 | 1250 | 0 | reclaimed_water_substitution_ratio | 0.4 | [None, 0.0] | [[250.0, 1250.0]] | TRUE
446 | 1.2112 | 3.9366 | 0.0011945 | 1500 | 0 | reclaimed_water_substitution_ratio | 0.4 | [None, 0.0] | [[250.0, 1500.0]] | TRUE
447 | 1.2224 | 6.0071 | 0.0014784 | 1500 | 0 | reclaimed_water_substitution_ratio | 0.4 | [None, 0.0] | [[250.0, 1500.0]] | TRUE
448 | 1.259 | 8.5439 | 0.00085939 | 1500 | 0 | reclaimed_water_substitution_ratio | 0.4 | [None, 0.0] | [[250.0, 1500.0]] | TRUE
449 | 1.124 | 4.2918 | 0.0069148 | 1500 | 0 | reclaimed_water_substitution_ratio | 0.4 | [None, 0.0] | [[250.0, 1500.0]] | TRUE
450 | 1.1245 | 5.1528 | 0.005997 | 1500 | 0 | reclaimed_water_substitution_ratio | 0.4 | [None, 0.0] | [[250.0, 1500.0]] | TRUE
451 | 1.2216 | 4.1894 | 0.0058708 | 1250 | 0 | reclaimed_water_substitution_ratio | 0.4 | [None, 0.0] | [[250.0, 1250.0]] | TRUE
452 | 1.1271 | 3.5381 | 0.0075617 | 1250 | 0 | reclaimed_water_substitution_ratio | 0.4 | [None, 0.0] | [[250.0, 1250.0]] | TRUE
453 | 1.3056 | 4.1129 | 0.0025925 | 1250 | 0 | reclaimed_water_substitution_ratio | 0.4 | [None, 0.0] | [[250.0, 1250.0]] | TRUE
454 | 1.3035 | 4.396 | 0.0010572 | 1250 | 0 | reclaimed_water_substitution_ratio | 0.4 | [None, 0.0] | [[250.0, 1250.0]] | TRUE
455 | 1.2647 | 3.6241 | 0.0044326 | 1250 | 0 | reclaimed_water_substitution_ratio | 0.4 | [None, 0.0] | [[250.0, 1250.0]] | TRUE
456 | 1.1609 | 7.2965 | 0.00096583 | 1500 | 0 | reclaimed_water_substitution_ratio | 0.4 | [None, 0.0] | [[250.0, 1500.0]] | TRUE
457 | 1.1805 | 4.6468 | 0.0067857 | 1500 | 0 | reclaimed_water_substitution_ratio | 0.4 | [None, 0.0] | [[250.0, 1500.0]] | TRUE
458 | 1.3099 | 4.9045 | 0.0021904 | 1250 | 0 | reclaimed_water_substitution_ratio | 0.4 | [None, 0.0] | [[250.0, 1250.0]] | TRUE
459 | 1.1335 | 3.845 | 0.0070177 | 1500 | 0 | reclaimed_water_substitution_ratio | 0.4 | [None, 0.0] | [[250.0, 1500.0]] | TRUE
460 | 1.2366 | 3.5958 | 0.0040683 | 1250 | 0 | reclaimed_water_substitution_ratio | 0.4 | [None, 0.0] | [[250.0, 1250.0]] | TRUE
461 | 1.3047 | 4.0584 | 0.0039908 | 1250 | 0 | reclaimed_water_substitution_ratio | 0.4 | [None, 0.0] | [[250.0, 1250.0]] | TRUE
462 | 1.345 | 4.4177 | 0.0023177 | 1250 | 0 | reclaimed_water_substitution_ratio | 0.4 | [None, 0.0] | [[250.0, 1250.0]] | TRUE
463 | 1.3378 | 6.7215 | 0.0049518 | 1250 | 0 | reclaimed_water_substitution_ratio | 0.4 | [None, 0.0] | [[250.0, 1250.0]] | TRUE
464 | 1.1253 | 8.0657 | 0.0049467 | 1500 | 0 | reclaimed_water_substitution_ratio | 0.4 | [None, 0.0] | [[250.0, 1500.0]] | TRUE
465 | 1.295 | 8.9507 | 0.0024691 | 1500 | 0 | reclaimed_water_substitution_ratio | 0.4 | [None, 0.0] | [[250.0, 1500.0]] | TRUE
466 | 1.1444 | 6.0794 | 0.0077674 | 1500 | 0 | reclaimed_water_substitution_ratio | 0.4 | [None, 0.0] | [[250.0, 1500.0]] | TRUE
467 | 1.1285 | 5.3021 | 0.00068548 | 1500 | 0 | reclaimed_water_substitution_ratio | 0.4 | [None, 0.0] | [[250.0, 1500.0]] | TRUE
468 | 1.1491 | 6.8668 | 0.0053511 | 1500 | 0 | reclaimed_water_substitution_ratio | 0.4 | [None, 0.0] | [[250.0, 1500.0]] | TRUE
469 | 1.2756 | 3.2644 | 0.0037836 | 1250 | 0 | reclaimed_water_substitution_ratio | 0.4 | [None, 0.0] | [[250.0, 1250.0]] | TRUE
470 | 1.3264 | 6.176 | 0.0036767 | 1250 | 0 | reclaimed_water_substitution_ratio | 0.4 | [None, 0.0] | [[250.0, 1250.0]] | TRUE
471 | 1.1248 | 5.5135 | 0.0069672 | 1500 | 0 | reclaimed_water_substitution_ratio | 0.4 | [None, 0.0] | [[250.0, 1500.0]] | TRUE
472 | 1.2231 | 4.0612 | 0.0029594 | 1250 | 0 | reclaimed_water_substitution_ratio | 0.4 | [None, 0.0] | [[250.0, 1250.0]] | TRUE
473 | 1.3093 | 6.467 | 0.00082415 | 1500 | 0 | reclaimed_water_substitution_ratio | 0.4 | [None, 0.0] | [[250.0, 1500.0]] | TRUE
474 | 1.2909 | 7.1967 | 0.0043433 | 1500 | 0 | reclaimed_water_substitution_ratio | 0.4 | [None, 0.0] | [[250.0, 1500.0]] | TRUE
475 | 1.322 | 8.8436 | 0.0059712 | 1250 | 0 | reclaimed_water_substitution_ratio | 0.4 | [None, 0.0] | [[250.0, 1250.0]] | TRUE
476 | 1.1886 | 4.1115 | 0.0032709 | 1500 | 0 | reclaimed_water_substitution_ratio | 0.4 | [None, 0.0] | [[250.0, 1500.0]] | TRUE
477 | 1.1887 | 6.4607 | 0.0077504 | 1500 | 0 | reclaimed_water_substitution_ratio | 0.4 | [None, 0.0] | [[250.0, 1500.0]] | TRUE
478 | 1.3376 | 8.0021 | 0.0032796 | 1250 | 0 | reclaimed_water_substitution_ratio | 0.4 | [None, 0.0] | [[250.0, 1250.0]] | TRUE
479 | 1.2437 | 4.5251 | 0.00076915 | 1500 | 0 | reclaimed_water_substitution_ratio | 0.4 | [None, 0.0] | [[250.0, 1500.0]] | TRUE
480 | 1.1867 | 5.8039 | 0.0019207 | 1500 | 0 | reclaimed_water_substitution_ratio | 0.4 | [None, 0.0] | [[250.0, 1500.0]] | TRUE
481 | 1.2108 | 4.8296 | 0.0049954 | 1500 | 0 | reclaimed_water_substitution_ratio | 0.4 | [None, 0.0] | [[250.0, 1500.0]] | TRUE
482 | 1.3495 | 7.0597 | 0.0072148 | 1250 | 0 | reclaimed_water_substitution_ratio | 0.4 | [None, 0.0] | [[250.0, 1250.0]] | TRUE
483 | 1.3262 | 5.4439 | 0.0059797 | 1250 | 0 | reclaimed_water_substitution_ratio | 0.4 | [None, 0.0] | [[250.0, 1250.0]] | TRUE
484 | 1.147 | 5.0787 | 0.0023546 | 1500 | 0 | reclaimed_water_substitution_ratio | 0.4 | [None, 0.0] | [[250.0, 1500.0]] | TRUE
485 | 1.1572 | 6.075 | 0.0031464 | 1500 | 0 | reclaimed_water_substitution_ratio | 0.4 | [None, 0.0] | [[250.0, 1500.0]] | TRUE
486 | 1.1471 | 3.6382 | 0.0073309 | 1250 | 0 | reclaimed_water_substitution_ratio | 0.4 | [None, 0.0] | [[250.0, 1250.0]] | TRUE
487 | 1.3456 | 8.9945 | 0.001283 | 1250 | 0 | reclaimed_water_substitution_ratio | 0.4 | [None, 0.0] | [[250.0, 1250.0]] | TRUE
488 | 1.2942 | 8.8366 | 0.0024704 | 1500 | 0 | reclaimed_water_substitution_ratio | 0.4 | [None, 0.0] | [[250.0, 1500.0]] | TRUE
489 | 1.2469 | 7.251 | 0.0030221 | 1500 | 0 | reclaimed_water_substitution_ratio | 0.4 | [None, 0.0] | [[250.0, 1500.0]] | TRUE
490 | 1.1519 | 8.9335 | 0.0011287 | 1500 | 0 | reclaimed_water_substitution_ratio | 0.4 | [None, 0.0] | [[250.0, 1500.0]] | TRUE
491 | 1.1672 | 7.6948 | 0.0035204 | 1500 | 0 | reclaimed_water_substitution_ratio | 0.4 | [None, 0.0] | [[250.0, 1500.0]] | TRUE
492 | 1.1824 | 4.0467 | 0.0054821 | 1500 | 0 | reclaimed_water_substitution_ratio | 0.4 | [None, 0.0] | [[250.0, 1500.0]] | TRUE
493 | 1.3386 | 7.1445 | 0.0069884 | 1250 | 0 | reclaimed_water_substitution_ratio | 0.4 | [None, 0.0] | [[250.0, 1250.0]] | TRUE
494 | 1.2163 | 8.6802 | 0.0026789 | 1500 | 0 | reclaimed_water_substitution_ratio | 0.4 | [None, 0.0] | [[250.0, 1500.0]] | TRUE
495 | 1.224 | 3.0904 | 0.0032902 | 1250 | 0 | reclaimed_water_substitution_ratio | 0.4 | [None, 0.0] | [[250.0, 1250.0]] | TRUE
496 | 1.3349 | 6.034 | 0.0075466 | 1250 | 0 | reclaimed_water_substitution_ratio | 0.4 | [None, 0.0] | [[250.0, 1250.0]] | TRUE
497 | 1.3108 | 4.9688 | 0.0052395 | 1250 | 0 | reclaimed_water_substitution_ratio | 0.4 | [None, 0.0] | [[250.0, 1250.0]] | TRUE
498 | 1.167 | 8.6416 | 0.0072273 | 1500 | 0 | reclaimed_water_substitution_ratio | 0.4 | [None, 0.0] | [[250.0, 1500.0]] | TRUE
499 | 1.3083 | 5.4805 | 0.0040574 | 1250 | 0 | reclaimed_water_substitution_ratio | 0.4 | [None, 0.0] | [[250.0, 1250.0]] | TRUE
500 | 1.1507 | 3.3802 | 0.0026244 | 1500 | 0 | reclaimed_water_substitution_ratio | 0.4 | [None, 0.0] | [[250.0, 1500.0]] | TRUE
501 | 1.3208 | 8.8346 | 0.0048164 | 1250 | 0 | reclaimed_water_substitution_ratio | 0.4 | [None, 0.0] | [[250.0, 1250.0]] | TRUE
502 | 1.1821 | 4.2481 | 0.0019073 | 1500 | 0 | reclaimed_water_substitution_ratio | 0.4 | [None, 0.0] | [[250.0, 1500.0]] | TRUE
503 | 1.1681 | 3.2504 | 0.004321 | 1250 | 0 | reclaimed_water_substitution_ratio | 0.4 | [None, 0.0] | [[250.0, 1250.0]] | TRUE
504 | 1.1849 | 8.1701 | 0.0044117 | 1500 | 0 | reclaimed_water_substitution_ratio | 0.4 | [None, 0.0] | [[250.0, 1500.0]] | TRUE
505 | 1.341 | 8.2198 | 0.0073451 | 1250 | 0 | reclaimed_water_substitution_ratio | 0.4 | [None, 0.0] | [[250.0, 1250.0]] | TRUE
506 | 1.2281 | 5.5655 | 0.0013091 | 1500 | 0 | reclaimed_water_substitution_ratio | 0.4 | [None, 0.0] | [[250.0, 1500.0]] | TRUE
507 | 1.1812 | 6.3795 | 0.0070789 | 1500 | 0 | reclaimed_water_substitution_ratio | 0.4 | [None, 0.0] | [[250.0, 1500.0]] | TRUE
508 | 1.1973 | 5.9052 | 0.0047209 | 1500 | 0 | reclaimed_water_substitution_ratio | 0.4 | [None, 0.0] | [[250.0, 1500.0]] | TRUE
509 | 1.335 | 6.4298 | 0.0037125 | 1250 | 0 | reclaimed_water_substitution_ratio | 0.4 | [None, 0.0] | [[250.0, 1250.0]] | TRUE
510 | 1.2239 | 7.1283 | 0.0077618 | 1500 | 0 | reclaimed_water_substitution_ratio | 0.4 | [None, 0.0] | [[250.0, 1500.0]] | TRUE
511 | 1.285 | 3.9076 | 0.0063024 | 1250 | 0 | reclaimed_water_substitution_ratio | 0.4 | [None, 0.0] | [[250.0, 1250.0]] | TRUE
512 | 1.1775 | 7.1898 | 0.0047807 | 1500 | 0 | reclaimed_water_substitution_ratio | 0.4 | [None, 0.0] | [[250.0, 1500.0]] | TRUE
513 | 1.2735 | 3.3564 | 0.005377 | 1250 | 0 | reclaimed_water_substitution_ratio | 0.4 | [None, 0.0] | [[250.0, 1250.0]] | TRUE
514 | 1.3093 | 7.5853 | 0.0058685 | 1250 | 0 | reclaimed_water_substitution_ratio | 0.4 | [None, 0.0] | [[250.0, 1250.0]] | TRUE
515 | 1.2288 | 3.1308 | 0.0018456 | 1250 | 0 | reclaimed_water_substitution_ratio | 0.4 | [None, 0.0] | [[250.0, 1250.0]] | TRUE
516 | 1.2072 | 5.9566 | 0.0053404 | 1500 | 0 | reclaimed_water_substitution_ratio | 0.4 | [None, 0.0] | [[250.0, 1500.0]] | TRUE
517 | 1.2947 | 6.0116 | 0.0071684 | 1250 | 0 | reclaimed_water_substitution_ratio | 0.4 | [None, 0.0] | [[250.0, 1250.0]] | TRUE
518 | 1.3527 | 3.5318 | 0.0075761 | 1250 | 0 | reclaimed_water_substitution_ratio | 0.4 | [None, 0.0] | [[250.0, 1250.0]] | TRUE
519 | 1.289 | 5.8056 | 0.0019502 | 1500 | 0 | reclaimed_water_substitution_ratio | 0.4 | [None, 0.0] | [[250.0, 1500.0]] | TRUE
520 | 1.2029 | 8.8128 | 0.0060805 | 1500 | 0 | reclaimed_water_substitution_ratio | 0.4 | [None, 0.0] | [[250.0, 1500.0]] | TRUE
521 | 1.2476 | 7.4926 | 0.0073788 | 1500 | 0 | reclaimed_water_substitution_ratio | 0.4 | [None, 0.0] | [[250.0, 1500.0]] | TRUE
522 | 1.2696 | 5.8821 | 0.00723 | 1500 | 0 | reclaimed_water_substitution_ratio | 0.4 | [None, 0.0] | [[250.0, 1500.0]] | TRUE
523 | 1.3525 | 6.7387 | 0.0043702 | 1250 | 0 | reclaimed_water_substitution_ratio | 0.4 | [None, 0.0] | [[250.0, 1250.0]] | TRUE
524 | 1.2873 | 5.4391 | 0.0032078 | 1500 | 0 | reclaimed_water_substitution_ratio | 0.4 | [None, 0.0] | [[250.0, 1500.0]] | TRUE
525 | 1.2888 | 3.4696 | 0.004188 | 1250 | 0 | reclaimed_water_substitution_ratio | 0.4 | [None, 0.0] | [[250.0, 1250.0]] | TRUE
526 | 1.1823 | 3.7095 | 0.001776 | 1500 | 0 | reclaimed_water_substitution_ratio | 0.4 | [None, 0.0] | [[250.0, 1500.0]] | TRUE
527 | 1.273 | 7.1327 | 0.0016957 | 1500 | 0 | reclaimed_water_substitution_ratio | 0.4 | [None, 0.0] | [[250.0, 1500.0]] | TRUE
528 | 1.274 | 6.3955 | 0.0032809 | 1500 | 0 | reclaimed_water_substitution_ratio | 0.4 | [None, 0.0] | [[250.0, 1500.0]] | TRUE
529 | 1.272 | 7.5457 | 0.0025936 | 1500 | 0 | reclaimed_water_substitution_ratio | 0.4 | [None, 0.0] | [[250.0, 1500.0]] | TRUE
530 | 1.2548 | 4.295 | 0.0024798 | 1250 | 0 | reclaimed_water_substitution_ratio | 0.4 | [None, 0.0] | [[250.0, 1250.0]] | TRUE
531 | 1.1664 | 6.1053 | 0.0016415 | 1500 | 0 | reclaimed_water_substitution_ratio | 0.4 | [None, 0.0] | [[250.0, 1500.0]] | TRUE
532 | 1.1673 | 7.6759 | 0.0016998 | 1500 | 0 | reclaimed_water_substitution_ratio | 0.4 | [None, 0.0] | [[250.0, 1500.0]] | TRUE
533 | 1.2223 | 4.0043 | 0.0038765 | 1250 | 0 | reclaimed_water_substitution_ratio | 0.4 | [None, 0.0] | [[250.0, 1250.0]] | TRUE
534 | 1.2322 | 3.6147 | 0.0027042 | 1250 | 0 | reclaimed_water_substitution_ratio | 0.4 | [None, 0.0] | [[250.0, 1250.0]] | TRUE
535 | 1.1815 | 3.9283 | 0.0022426 | 1500 | 0 | reclaimed_water_substitution_ratio | 0.4 | [None, 0.0] | [[250.0, 1500.0]] | TRUE
536 | 1.3097 | 8.1017 | 0.0035972 | 1250 | 0 | reclaimed_water_substitution_ratio | 0.4 | [None, 0.0] | [[250.0, 1250.0]] | TRUE
537 | 1.2842 | 6.2703 | 0.0063042 | 1250 | 0 | reclaimed_water_substitution_ratio | 0.4 | [None, 0.0] | [[250.0, 1250.0]] | TRUE
538 | 1.1341 | 3.5276 | 0.0069643 | 1250 | 0 | reclaimed_water_substitution_ratio | 0.4 | [None, 0.0] | [[250.0, 1250.0]] | TRUE
539 | 1.293 | 4.195 | 0.0048375 | 1250 | 0 | reclaimed_water_substitution_ratio | 0.4 | [None, 0.0] | [[250.0, 1250.0]] | TRUE
540 | 1.1597 | 8.0371 | 0.0077557 | 1500 | 0 | reclaimed_water_substitution_ratio | 0.4 | [None, 0.0] | [[250.0, 1500.0]] | TRUE
541 | 1.2186 | 5.8592 | 0.0044172 | 1500 | 0 | reclaimed_water_substitution_ratio | 0.4 | [None, 0.0] | [[250.0, 1500.0]] | TRUE
542 | 1.344 | 4.0051 | 0.0052442 | 1250 | 0 | reclaimed_water_substitution_ratio | 0.4 | [None, 0.0] | [[250.0, 1250.0]] | TRUE
543 | 1.1879 | 4.7242 | 0.0020849 | 1500 | 0 | reclaimed_water_substitution_ratio | 0.4 | [None, 0.0] | [[250.0, 1500.0]] | TRUE
544 | 1.1709 | 4.0549 | 0.0056985 | 1500 | 0 | reclaimed_water_substitution_ratio | 0.4 | [None, 0.0] | [[250.0, 1500.0]] | TRUE
545 | 1.2238 | 7.2254 | 0.00562 | 1500 | 0 | reclaimed_water_substitution_ratio | 0.4 | [None, 0.0] | [[250.0, 1500.0]] | TRUE
546 | 1.2192 | 4.0659 | 0.0042532 | 1250 | 0 | reclaimed_water_substitution_ratio | 0.4 | [None, 0.0] | [[250.0, 1250.0]] | TRUE
547 | 1.2612 | 3.4886 | 0.007892 | 1250 | 0 | reclaimed_water_substitution_ratio | 0.4 | [None, 0.0] | [[250.0, 1250.0]] | TRUE
548 | 1.3529 | 5.6991 | 0.002645 | 1250 | 0 | reclaimed_water_substitution_ratio | 0.4 | [None, 0.0] | [[250.0, 1250.0]] | TRUE
549 | 1.2247 | 4.3409 | 0.0066875 | 1250 | 0 | reclaimed_water_substitution_ratio | 0.4 | [None, 0.0] | [[250.0, 1250.0]] | TRUE
550 | 1.1637 | 5.4911 | 0.0027605 | 1500 | 0 | reclaimed_water_substitution_ratio | 0.4 | [None, 0.0] | [[250.0, 1500.0]] | TRUE
551 | 1.238 | 7.9005 | 0.00099399 | 1500 | 0 | reclaimed_water_substitution_ratio | 0.4 | [None, 0.0] | [[250.0, 1500.0]] | TRUE
552 | 1.2104 | 6.8782 | 0.0024963 | 1500 | 0 | reclaimed_water_substitution_ratio | 0.4 | [None, 0.0] | [[250.0, 1500.0]] | TRUE
553 | 1.3586 | 4.3366 | 0.0025773 | 1250 | 0 | reclaimed_water_substitution_ratio | 0.4 | [None, 0.0] | [[250.0, 1250.0]] | TRUE
554 | 1.3426 | 6.0657 | 0.00077841 | 1250 | 0 | reclaimed_water_substitution_ratio | 0.4 | [None, 0.0] | [[250.0, 1250.0]] | TRUE
555 | 1.1894 | 5.7151 | 0.00067701 | 1500 | 0 | reclaimed_water_substitution_ratio | 0.4 | [None, 0.0] | [[250.0, 1500.0]] | TRUE
556 | 1.3031 | 7.1907 | 0.0027063 | 1500 | 0 | reclaimed_water_substitution_ratio | 0.4 | [None, 0.0] | [[250.0, 1500.0]] | TRUE
557 | 1.2649 | 8.7488 | 0.0055835 | 1500 | 0 | reclaimed_water_substitution_ratio | 0.4 | [None, 0.0] | [[250.0, 1500.0]] | TRUE
558 | 1.249 | 6.3552 | 0.006045 | 1500 | 0 | reclaimed_water_substitution_ratio | 0.4 | [None, 0.0] | [[250.0, 1500.0]] | TRUE
559 | 1.243 | 8.4489 | 0.00068731 | 1500 | 0 | reclaimed_water_substitution_ratio | 0.4 | [None, 0.0] | [[250.0, 1500.0]] | TRUE
560 | 1.252 | 3.8713 | 0.0051221 | 1250 | 0 | reclaimed_water_substitution_ratio | 0.4 | [None, 0.0] | [[250.0, 1250.0]] | TRUE
561 | 1.1991 | 3.6161 | 0.0054966 | 1250 | 0 | reclaimed_water_substitution_ratio | 0.4 | [None, 0.0] | [[250.0, 1250.0]] | TRUE
562 | 1.1207 | 4.952 | 0.0008558 | 1500 | 0 | reclaimed_water_substitution_ratio | 0.4 | [None, 0.0] | [[250.0, 1500.0]] | TRUE
563 | 1.2008 | 6.716 | 0.0046735 | 1500 | 0 | reclaimed_water_substitution_ratio | 0.4 | [None, 0.0] | [[250.0, 1500.0]] | TRUE
564 | 1.3015 | 7.0342 | 0.0026703 | 1500 | 0 | reclaimed_water_substitution_ratio | 0.4 | [None, 0.0] | [[250.0, 1500.0]] | TRUE
565 | 1.2449 | 7.1311 | 0.0079071 | 1500 | 0 | reclaimed_water_substitution_ratio | 0.4 | [None, 0.0] | [[250.0, 1500.0]] | TRUE
566 | 1.3003 | 7.3648 | 0.0048647 | 1250 | 0 | reclaimed_water_substitution_ratio | 0.4 | [None, 0.0] | [[250.0, 1250.0]] | TRUE
567 | 1.3461 | 6.8038 | 0.0070554 | 1250 | 0 | reclaimed_water_substitution_ratio | 0.4 | [None, 0.0] | [[250.0, 1250.0]] | TRUE
568 | 1.1567 | 8.8031 | 0.0019949 | 1500 | 0 | reclaimed_water_substitution_ratio | 0.4 | [None, 0.0] | [[250.0, 1500.0]] | TRUE
569 | 1.2281 | 7.0842 | 0.0022651 | 1500 | 0 | reclaimed_water_substitution_ratio | 0.4 | [None, 0.0] | [[250.0, 1500.0]] | TRUE
570 | 1.3257 | 5.5803 | 0.004596 | 1250 | 0 | reclaimed_water_substitution_ratio | 0.4 | [None, 0.0] | [[250.0, 1250.0]] | TRUE
571 | 1.3517 | 3.2261 | 0.0041835 | 1250 | 0 | reclaimed_water_substitution_ratio | 0.4 | [None, 0.0] | [[250.0, 1250.0]] | TRUE
572 | 1.3309 | 7.8584 | 0.0040046 | 1250 | 0 | reclaimed_water_substitution_ratio | 0.4 | [None, 0.0] | [[250.0, 1250.0]] | TRUE
573 | 1.2802 | 3.0738 | 0.0023056 | 1250 | 0 | reclaimed_water_substitution_ratio | 0.4 | [None, 0.0] | [[250.0, 1250.0]] | TRUE
574 | 1.3407 | 4.0261 | 0.005515 | 1250 | 0 | reclaimed_water_substitution_ratio | 0.4 | [None, 0.0] | [[250.0, 1250.0]] | TRUE
575 | 1.2256 | 5.6479 | 0.0015946 | 1500 | 0 | reclaimed_water_substitution_ratio | 0.4 | [None, 0.0] | [[250.0, 1500.0]] | TRUE
576 | 1.346 | 8.8954 | 0.0031197 | 1250 | 0 | reclaimed_water_substitution_ratio | 0.4 | [None, 0.0] | [[250.0, 1250.0]] | TRUE
577 | 1.1825 | 4.3325 | 0.002181 | 1500 | 0 | reclaimed_water_substitution_ratio | 0.4 | [None, 0.0] | [[250.0, 1500.0]] | TRUE
578 | 1.187 | 5.5683 | 0.0014599 | 1500 | 0 | reclaimed_water_substitution_ratio | 0.4 | [None, 0.0] | [[250.0, 1500.0]] | TRUE
579 | 1.1579 | 5.1136 | 0.0020496 | 1500 | 0 | reclaimed_water_substitution_ratio | 0.4 | [None, 0.0] | [[250.0, 1500.0]] | TRUE
580 | 1.2648 | 7.8155 | 0.003472 | 1500 | 0 | reclaimed_water_substitution_ratio | 0.4 | [None, 0.0] | [[250.0, 1500.0]] | TRUE
581 | 1.2576 | 4.1501 | 0.0063633 | 1250 | 0 | reclaimed_water_substitution_ratio | 0.4 | [None, 0.0] | [[250.0, 1250.0]] | TRUE
582 | 1.3478 | 4.693 | 0.0043666 | 1250 | 0 | reclaimed_water_substitution_ratio | 0.4 | [None, 0.0] | [[250.0, 1250.0]] | TRUE
583 | 1.1679 | 5.6958 | 0.0032278 | 1500 | 0 | reclaimed_water_substitution_ratio | 0.4 | [None, 0.0] | [[250.0, 1500.0]] | TRUE
584 | 1.1218 | 8.0605 | 0.00051447 | 1750 | 0 | reclaimed_water_substitution_ratio | 0.4 | [None, 0.0] | [[250.0, 1750.0]] | TRUE
585 | 1.2227 | 4.8165 | 0.0055043 | 1500 | 0 | reclaimed_water_substitution_ratio | 0.4 | [None, 0.0] | [[250.0, 1500.0]] | TRUE
586 | 1.2437 | 3.0575 | 0.0018368 | 1250 | 0 | reclaimed_water_substitution_ratio | 0.4 | [None, 0.0] | [[250.0, 1250.0]] | TRUE
587 | 1.2555 | 7.0795 | 0.0020935 | 1500 | 0 | reclaimed_water_substitution_ratio | 0.4 | [None, 0.0] | [[250.0, 1500.0]] | TRUE
588 | 1.3175 | 5.8719 | 0.0029076 | 1250 | 0 | reclaimed_water_substitution_ratio | 0.4 | [None, 0.0] | [[250.0, 1250.0]] | TRUE
589 | 1.1701 | 8.4031 | 0.0039209 | 1500 | 0 | reclaimed_water_substitution_ratio | 0.4 | [None, 0.0] | [[250.0, 1500.0]] | TRUE
590 | 1.1641 | 7.9652 | 0.0049166 | 1500 | 0 | reclaimed_water_substitution_ratio | 0.4 | [None, 0.0] | [[250.0, 1500.0]] | TRUE
591 | 1.1584 | 4.7612 | 0.0061583 | 1500 | 0 | reclaimed_water_substitution_ratio | 0.4 | [None, 0.0] | [[250.0, 1500.0]] | TRUE
592 | 1.2123 | 7.9013 | 0.001234 | 1500 | 0 | reclaimed_water_substitution_ratio | 0.4 | [None, 0.0] | [[250.0, 1500.0]] | TRUE
593 | 1.2446 | 5.7617 | 0.0033725 | 1500 | 0 | reclaimed_water_substitution_ratio | 0.4 | [None, 0.0] | [[250.0, 1500.0]] | TRUE
594 | 1.2892 | 8.924 | 0.0020076 | 1500 | 0 | reclaimed_water_substitution_ratio | 0.4 | [None, 0.0] | [[250.0, 1500.0]] | TRUE
595 | 1.3548 | 5.2602 | 0.0032569 | 1250 | 0 | reclaimed_water_substitution_ratio | 0.4 | [None, 0.0] | [[250.0, 1250.0]] | TRUE
596 | 1.1526 | 3.0378 | 0.0057647 | 1250 | 0 | reclaimed_water_substitution_ratio | 0.4 | [None, 0.0] | [[250.0, 1250.0]] | TRUE
597 | 1.1319 | 4.2345 | 0.0026023 | 1500 | 0 | reclaimed_water_substitution_ratio | 0.4 | [None, 0.0] | [[250.0, 1500.0]] | TRUE
598 | 1.2842 | 5.7733 | 0.0063943 | 1250 | 0 | reclaimed_water_substitution_ratio | 0.4 | [None, 0.0] | [[250.0, 1250.0]] | TRUE
599 | 1.3449 | 5.8546 | 0.0014023 | 1250 | 0 | reclaimed_water_substitution_ratio | 0.4 | [None, 0.0] | [[250.0, 1250.0]] | TRUE
600 | 1.1364 | 4.719 | 0.001127 | 1500 | 0 | reclaimed_water_substitution_ratio | 0.4 | [None, 0.0] | [[250.0, 1500.0]] | TRUE
601 | 1.2035 | 5.7125 | 0.0046585 | 1500 | 0 | reclaimed_water_substitution_ratio | 0.4 | [None, 0.0] | [[250.0, 1500.0]] | TRUE
602 | 1.3521 | 3.8234 | 0.0067372 | 1250 | 0 | reclaimed_water_substitution_ratio | 0.4 | [None, 0.0] | [[250.0, 1250.0]] | TRUE
603 | 1.2241 | 4.6755 | 0.0032706 | 1500 | 0 | reclaimed_water_substitution_ratio | 0.4 | [None, 0.0] | [[250.0, 1500.0]] | TRUE
604 | 1.3239 | 4.1604 | 0.0065452 | 1250 | 0 | reclaimed_water_substitution_ratio | 0.4 | [None, 0.0] | [[250.0, 1250.0]] | TRUE
605 | 1.3345 | 8.1681 | 0.0046035 | 1250 | 0 | reclaimed_water_substitution_ratio | 0.4 | [None, 0.0] | [[250.0, 1250.0]] | TRUE
606 | 1.2832 | 5.1174 | 0.0064265 | 1250 | 0 | reclaimed_water_substitution_ratio | 0.4 | [None, 0.0] | [[250.0, 1250.0]] | TRUE
607 | 1.1241 | 7.8186 | 0.0012845 | 1750 | 0 | reclaimed_water_substitution_ratio | 0.4 | [None, 0.0] | [[250.0, 1750.0]] | TRUE
608 | 1.2544 | 8.9899 | 0.0078942 | 1500 | 0 | reclaimed_water_substitution_ratio | 0.4 | [None, 0.0] | [[250.0, 1500.0]] | TRUE
609 | 1.1604 | 4.8224 | 0.0039535 | 1500 | 0 | reclaimed_water_substitution_ratio | 0.4 | [None, 0.0] | [[250.0, 1500.0]] | TRUE
610 | 1.353 | 5.8377 | 0.002344 | 1250 | 0 | reclaimed_water_substitution_ratio | 0.4 | [None, 0.0] | [[250.0, 1250.0]] | TRUE
611 | 1.152 | 6.6053 | 0.0059865 | 1500 | 0 | reclaimed_water_substitution_ratio | 0.4 | [None, 0.0] | [[250.0, 1500.0]] | TRUE
612 | 1.3578 | 7.4987 | 0.0074679 | 1250 | 0 | reclaimed_water_substitution_ratio | 0.4 | [None, 0.0] | [[250.0, 1250.0]] | TRUE
613 | 1.309 | 3.7065 | 0.0013983 | 1250 | 0 | reclaimed_water_substitution_ratio | 0.4 | [None, 0.0] | [[250.0, 1250.0]] | TRUE
614 | 1.2509 | 4.1134 | 0.0010277 | 1250 | 0 | reclaimed_water_substitution_ratio | 0.4 | [None, 0.0] | [[250.0, 1250.0]] | TRUE
615 | 1.2522 | 6.6794 | 0.0022936 | 1500 | 0 | reclaimed_water_substitution_ratio | 0.4 | [None, 0.0] | [[250.0, 1500.0]] | TRUE
616 | 1.1249 | 7.6568 | 0.0053012 | 1500 | 0 | reclaimed_water_substitution_ratio | 0.4 | [None, 0.0] | [[250.0, 1500.0]] | TRUE
617 | 1.1567 | 7.6668 | 0.0049872 | 1500 | 0 | reclaimed_water_substitution_ratio | 0.4 | [None, 0.0] | [[250.0, 1500.0]] | TRUE
618 | 1.3096 | 5.6121 | 0.0028813 | 1250 | 0 | reclaimed_water_substitution_ratio | 0.4 | [None, 0.0] | [[250.0, 1250.0]] | TRUE
619 | 1.1765 | 3.6915 | 0.0015323 | 1500 | 0 | reclaimed_water_substitution_ratio | 0.4 | [None, 0.0] | [[250.0, 1500.0]] | TRUE
620 | 1.2581 | 8.6451 | 0.00060666 | 1500 | 0 | reclaimed_water_substitution_ratio | 0.4 | [None, 0.0] | [[250.0, 1500.0]] | TRUE
621 | 1.1663 | 4.9945 | 0.0053373 | 1500 | 0 | reclaimed_water_substitution_ratio | 0.4 | [None, 0.0] | [[250.0, 1500.0]] | TRUE
622 | 1.1913 | 6.6222 | 0.0057667 | 1500 | 0 | reclaimed_water_substitution_ratio | 0.4 | [None, 0.0] | [[250.0, 1500.0]] | TRUE
623 | 1.3598 | 8.5541 | 0.0040778 | 1250 | 0 | reclaimed_water_substitution_ratio | 0.4 | [None, 0.0] | [[250.0, 1250.0]] | TRUE
624 | 1.1563 | 8.8576 | 0.0035033 | 1500 | 0 | reclaimed_water_substitution_ratio | 0.4 | [None, 0.0] | [[250.0, 1500.0]] | TRUE
625 | 1.3243 | 7.3703 | 0.0050167 | 1250 | 0 | reclaimed_water_substitution_ratio | 0.4 | [None, 0.0] | [[250.0, 1250.0]] | TRUE
626 | 1.1458 | 4.085 | 0.0020165 | 1500 | 0 | reclaimed_water_substitution_ratio | 0.4 | [None, 0.0] | [[250.0, 1500.0]] | TRUE
627 | 1.3437 | 4.9007 | 0.0038635 | 1250 | 0 | reclaimed_water_substitution_ratio | 0.4 | [None, 0.0] | [[250.0, 1250.0]] | TRUE
628 | 1.228 | 8.5727 | 0.0055445 | 1500 | 0 | reclaimed_water_substitution_ratio | 0.4 | [None, 0.0] | [[250.0, 1500.0]] | TRUE
629 | 1.2563 | 5.436 | 0.0066504 | 1500 | 0 | reclaimed_water_substitution_ratio | 0.4 | [None, 0.0] | [[250.0, 1500.0]] | TRUE
630 | 1.1534 | 7.7917 | 0.0058002 | 1500 | 0 | reclaimed_water_substitution_ratio | 0.4 | [None, 0.0] | [[250.0, 1500.0]] | TRUE
631 | 1.2597 | 7.0932 | 0.0022197 | 1500 | 0 | reclaimed_water_substitution_ratio | 0.4 | [None, 0.0] | [[250.0, 1500.0]] | TRUE
632 | 1.2092 | 4.4144 | 0.0058881 | 1500 | 0 | reclaimed_water_substitution_ratio | 0.4 | [None, 0.0] | [[250.0, 1500.0]] | TRUE
633 | 1.1582 | 5.781 | 0.0030221 | 1500 | 0 | reclaimed_water_substitution_ratio | 0.4 | [None, 0.0] | [[250.0, 1500.0]] | TRUE
634 | 1.2747 | 7.7091 | 0.0050909 | 1500 | 0 | reclaimed_water_substitution_ratio | 0.4 | [None, 0.0] | [[250.0, 1500.0]] | TRUE
635 | 1.2908 | 7.786 | 0.0074646 | 1250 | 0 | reclaimed_water_substitution_ratio | 0.4 | [None, 0.0] | [[250.0, 1250.0]] | TRUE
636 | 1.2492 | 3.2815 | 0.0014946 | 1250 | 0 | reclaimed_water_substitution_ratio | 0.4 | [None, 0.0] | [[250.0, 1250.0]] | TRUE
637 | 1.3591 | 4.7911 | 0.0020172 | 1250 | 0 | reclaimed_water_substitution_ratio | 0.4 | [None, 0.0] | [[250.0, 1250.0]] | TRUE
638 | 1.2415 | 6.6275 | 0.0018569 | 1500 | 0 | reclaimed_water_substitution_ratio | 0.4 | [None, 0.0] | [[250.0, 1500.0]] | TRUE
639 | 1.2677 | 4.1568 | 0.0070199 | 1250 | 0 | reclaimed_water_substitution_ratio | 0.4 | [None, 0.0] | [[250.0, 1250.0]] | TRUE
640 | 1.1204 | 7.8919 | 0.004489 | 1500 | 0 | reclaimed_water_substitution_ratio | 0.4 | [None, 0.0] | [[250.0, 1500.0]] | TRUE
641 | 1.3011 | 5.9543 | 0.0070684 | 1250 | 0 | reclaimed_water_substitution_ratio | 0.4 | [None, 0.0] | [[250.0, 1250.0]] | TRUE
642 | 1.1773 | 6.9419 | 0.0016941 | 1500 | 0 | reclaimed_water_substitution_ratio | 0.4 | [None, 0.0] | [[250.0, 1500.0]] | TRUE
643 | 1.2161 | 4.3264 | 0.0072323 | 1250 | 0 | reclaimed_water_substitution_ratio | 0.4 | [None, 0.0] | [[250.0, 1250.0]] | TRUE
644 | 1.321 | 5.0985 | 0.002354 | 1250 | 0 | reclaimed_water_substitution_ratio | 0.4 | [None, 0.0] | [[250.0, 1250.0]] | TRUE
645 | 1.2159 | 8.0334 | 0.0066801 | 1500 | 0 | reclaimed_water_substitution_ratio | 0.4 | [None, 0.0] | [[250.0, 1500.0]] | TRUE
646 | 1.287 | 6.6709 | 0.0038962 | 1500 | 0 | reclaimed_water_substitution_ratio | 0.4 | [None, 0.0] | [[250.0, 1500.0]] | TRUE
647 | 1.2127 | 8.7354 | 0.0010418 | 1500 | 0 | reclaimed_water_substitution_ratio | 0.4 | [None, 0.0] | [[250.0, 1500.0]] | TRUE
648 | 1.2045 | 3.8883 | 0.0079574 | 1250 | 0 | reclaimed_water_substitution_ratio | 0.4 | [None, 0.0] | [[250.0, 1250.0]] | TRUE
649 | 1.3302 | 7.2061 | 0.0034507 | 1250 | 0 | reclaimed_water_substitution_ratio | 0.4 | [None, 0.0] | [[250.0, 1250.0]] | TRUE
650 | 1.2308 | 5.7541 | 0.0025356 | 1500 | 0 | reclaimed_water_substitution_ratio | 0.4 | [None, 0.0] | [[250.0, 1500.0]] | TRUE
651 | 1.257 | 4.7358 | 0.00076603 | 1500 | 0 | reclaimed_water_substitution_ratio | 0.4 | [None, 0.0] | [[250.0, 1500.0]] | TRUE
652 | 1.323 | 5.0067 | 0.0035674 | 1250 | 0 | reclaimed_water_substitution_ratio | 0.4 | [None, 0.0] | [[250.0, 1250.0]] | TRUE
653 | 1.2139 | 8.3441 | 0.0032995 | 1500 | 0 | reclaimed_water_substitution_ratio | 0.4 | [None, 0.0] | [[250.0, 1500.0]] | TRUE
654 | 1.2011 | 5.5935 | 0.0045364 | 1500 | 0 | reclaimed_water_substitution_ratio | 0.4 | [None, 0.0] | [[250.0, 1500.0]] | TRUE
655 | 1.3599 | 4.2034 | 0.0065919 | 1250 | 0 | reclaimed_water_substitution_ratio | 0.4 | [None, 0.0] | [[250.0, 1250.0]] | TRUE
656 | 1.3094 | 7.6643 | 0.0025609 | 1500 | 0 | reclaimed_water_substitution_ratio | 0.4 | [None, 0.0] | [[250.0, 1500.0]] | TRUE
657 | 1.2618 | 5.2804 | 0.0045315 | 1500 | 0 | reclaimed_water_substitution_ratio | 0.4 | [None, 0.0] | [[250.0, 1500.0]] | TRUE
658 | 1.2557 | 6.279 | 0.004343 | 1500 | 0 | reclaimed_water_substitution_ratio | 0.4 | [None, 0.0] | [[250.0, 1500.0]] | TRUE
659 | 1.1695 | 5.65 | 0.0062206 | 1500 | 0 | reclaimed_water_substitution_ratio | 0.4 | [None, 0.0] | [[250.0, 1500.0]] | TRUE
660 | 1.1469 | 3.2067 | 0.0033451 | 1250 | 0 | reclaimed_water_substitution_ratio | 0.4 | [None, 0.0] | [[250.0, 1250.0]] | TRUE
661 | 1.2247 | 3.0133 | 0.0032412 | 1250 | 0 | reclaimed_water_substitution_ratio | 0.4 | [None, 0.0] | [[250.0, 1250.0]] | TRUE
662 | 1.1681 | 4.5408 | 0.0027259 | 1500 | 0 | reclaimed_water_substitution_ratio | 0.4 | [None, 0.0] | [[250.0, 1500.0]] | TRUE
663 | 1.2862 | 4.791 | 0.0069764 | 1250 | 0 | reclaimed_water_substitution_ratio | 0.4 | [None, 0.0] | [[250.0, 1250.0]] | TRUE
664 | 1.1875 | 8.9337 | 0.0033638 | 1500 | 0 | reclaimed_water_substitution_ratio | 0.4 | [None, 0.0] | [[250.0, 1500.0]] | TRUE
665 | 1.3471 | 6.3555 | 0.0045006 | 1250 | 0 | reclaimed_water_substitution_ratio | 0.4 | [None, 0.0] | [[250.0, 1250.0]] | TRUE
666 | 1.2626 | 3.8574 | 0.0021314 | 1250 | 0 | reclaimed_water_substitution_ratio | 0.4 | [None, 0.0] | [[250.0, 1250.0]] | TRUE
667 | 1.1737 | 6.6937 | 0.0058905 | 1500 | 0 | reclaimed_water_substitution_ratio | 0.4 | [None, 0.0] | [[250.0, 1500.0]] | TRUE
668 | 1.3049 | 7.067 | 0.0061137 | 1250 | 0 | reclaimed_water_substitution_ratio | 0.4 | [None, 0.0] | [[250.0, 1250.0]] | TRUE
669 | 1.1499 | 6.3499 | 0.0053096 | 1500 | 0 | reclaimed_water_substitution_ratio | 0.4 | [None, 0.0] | [[250.0, 1500.0]] | TRUE
670 | 1.1704 | 7.0696 | 0.0057873 | 1500 | 0 | reclaimed_water_substitution_ratio | 0.4 | [None, 0.0] | [[250.0, 1500.0]] | TRUE
671 | 1.3092 | 3.0448 | 0.0029428 | 1250 | 0 | reclaimed_water_substitution_ratio | 0.4 | [None, 0.0] | [[250.0, 1250.0]] | TRUE
672 | 1.2858 | 5.4808 | 0.0072306 | 1250 | 0 | reclaimed_water_substitution_ratio | 0.4 | [None, 0.0] | [[250.0, 1250.0]] | TRUE
673 | 1.1815 | 4.1122 | 0.0042322 | 1500 | 0 | reclaimed_water_substitution_ratio | 0.4 | [None, 0.0] | [[250.0, 1500.0]] | TRUE
674 | 1.1673 | 6.7473 | 0.0049229 | 1500 | 0 | reclaimed_water_substitution_ratio | 0.4 | [None, 0.0] | [[250.0, 1500.0]] | TRUE
675 | 1.2165 | 8.577 | 0.0029109 | 1500 | 0 | reclaimed_water_substitution_ratio | 0.4 | [None, 0.0] | [[250.0, 1500.0]] | TRUE
676 | 1.1524 | 8.4686 | 0.0016376 | 1500 | 0 | reclaimed_water_substitution_ratio | 0.4 | [None, 0.0] | [[250.0, 1500.0]] | TRUE
677 | 1.1909 | 8.5739 | 0.0070023 | 1500 | 0 | reclaimed_water_substitution_ratio | 0.4 | [None, 0.0] | [[250.0, 1500.0]] | TRUE
678 | 1.1991 | 4.5129 | 0.0017854 | 1500 | 0 | reclaimed_water_substitution_ratio | 0.4 | [None, 0.0] | [[250.0, 1500.0]] | TRUE
679 | 1.2867 | 3.3546 | 0.0041053 | 1250 | 0 | reclaimed_water_substitution_ratio | 0.4 | [None, 0.0] | [[250.0, 1250.0]] | TRUE
680 | 1.1365 | 7.6628 | 0.0019912 | 1500 | 0 | reclaimed_water_substitution_ratio | 0.4 | [None, 0.0] | [[250.0, 1500.0]] | TRUE
681 | 1.2419 | 6.2355 | 0.0038385 | 1500 | 0 | reclaimed_water_substitution_ratio | 0.4 | [None, 0.0] | [[250.0, 1500.0]] | TRUE
682 | 1.1203 | 7.6281 | 0.0073705 | 1500 | 0 | reclaimed_water_substitution_ratio | 0.4 | [None, 0.0] | [[250.0, 1500.0]] | TRUE
683 | 1.1565 | 5.116 | 0.0075778 | 1500 | 0 | reclaimed_water_substitution_ratio | 0.4 | [None, 0.0] | [[250.0, 1500.0]] | TRUE
684 | 1.2794 | 7.4397 | 0.0027938 | 1500 | 0 | reclaimed_water_substitution_ratio | 0.4 | [None, 0.0] | [[250.0, 1500.0]] | TRUE
685 | 1.1689 | 3.1083 | 0.0015889 | 1250 | 0 | reclaimed_water_substitution_ratio | 0.4 | [None, 0.0] | [[250.0, 1250.0]] | TRUE
686 | 1.1644 | 3.6258 | 0.00080674 | 1500 | 0 | reclaimed_water_substitution_ratio | 0.4 | [None, 0.0] | [[250.0, 1500.0]] | TRUE
687 | 1.2567 | 8.404 | 0.0030469 | 1500 | 0 | reclaimed_water_substitution_ratio | 0.4 | [None, 0.0] | [[250.0, 1500.0]] | TRUE
688 | 1.2927 | 3.8467 | 0.0063399 | 1250 | 0 | reclaimed_water_substitution_ratio | 0.4 | [None, 0.0] | [[250.0, 1250.0]] | TRUE
689 | 1.1962 | 7.2706 | 0.0031391 | 1500 | 0 | reclaimed_water_substitution_ratio | 0.4 | [None, 0.0] | [[250.0, 1500.0]] | TRUE
690 | 1.147 | 5.2424 | 0.00062167 | 1500 | 0 | reclaimed_water_substitution_ratio | 0.4 | [None, 0.0] | [[250.0, 1500.0]] | TRUE
691 | 1.3431 | 4.5619 | 0.0077945 | 1250 | 0 | reclaimed_water_substitution_ratio | 0.4 | [None, 0.0] | [[250.0, 1250.0]] | TRUE
692 | 1.1564 | 8.8635 | 0.0021397 | 1500 | 0 | reclaimed_water_substitution_ratio | 0.4 | [None, 0.0] | [[250.0, 1500.0]] | TRUE
693 | 1.1432 | 6.9676 | 0.00054035 | 1500 | 0 | reclaimed_water_substitution_ratio | 0.4 | [None, 0.0] | [[250.0, 1500.0]] | TRUE
694 | 1.3032 | 7.4579 | 0.0040215 | 1250 | 0 | reclaimed_water_substitution_ratio | 0.4 | [None, 0.0] | [[250.0, 1250.0]] | TRUE
695 | 1.2109 | 3.6298 | 0.0036065 | 1250 | 0 | reclaimed_water_substitution_ratio | 0.4 | [None, 0.0] | [[250.0, 1250.0]] | TRUE
696 | 1.2701 | 5.8398 | 0.0053047 | 1500 | 0 | reclaimed_water_substitution_ratio | 0.4 | [None, 0.0] | [[250.0, 1500.0]] | TRUE
697 | 1.2666 | 4.6008 | 0.0043373 | 1250 | 0 | reclaimed_water_substitution_ratio | 0.4 | [None, 0.0] | [[250.0, 1250.0]] | TRUE
698 | 1.3291 | 6.5447 | 0.0066834 | 1250 | 0 | reclaimed_water_substitution_ratio | 0.4 | [None, 0.0] | [[250.0, 1250.0]] | TRUE
699 | 1.3292 | 7.0717 | 0.0041137 | 1250 | 0 | reclaimed_water_substitution_ratio | 0.4 | [None, 0.0] | [[250.0, 1250.0]] | TRUE
700 | 1.3211 | 4.402 | 0.0046085 | 1250 | 0 | reclaimed_water_substitution_ratio | 0.4 | [None, 0.0] | [[250.0, 1250.0]] | TRUE
701 | 1.2963 | 8.3687 | 0.0054586 | 1250 | 0 | reclaimed_water_substitution_ratio | 0.4 | [None, 0.0] | [[250.0, 1250.0]] | TRUE
702 | 1.1527 | 6.1585 | 0.005492 | 1500 | 0 | reclaimed_water_substitution_ratio | 0.4 | [None, 0.0] | [[250.0, 1500.0]] | TRUE
703 | 1.2945 | 6.0919 | 0.0047952 | 1250 | 0 | reclaimed_water_substitution_ratio | 0.4 | [None, 0.0] | [[250.0, 1250.0]] | TRUE
704 | 1.1886 | 6.6041 | 0.0054341 | 1500 | 0 | reclaimed_water_substitution_ratio | 0.4 | [None, 0.0] | [[250.0, 1500.0]] | TRUE
705 | 1.1509 | 8.921 | 0.0046235 | 1500 | 0 | reclaimed_water_substitution_ratio | 0.4 | [None, 0.0] | [[250.0, 1500.0]] | TRUE
706 | 1.1626 | 7.276 | 0.0036596 | 1500 | 0 | reclaimed_water_substitution_ratio | 0.4 | [None, 0.0] | [[250.0, 1500.0]] | TRUE
707 | 1.1509 | 6.6695 | 0.0029806 | 1500 | 0 | reclaimed_water_substitution_ratio | 0.4 | [None, 0.0] | [[250.0, 1500.0]] | TRUE
708 | 1.2621 | 7.9014 | 0.005067 | 1500 | 0 | reclaimed_water_substitution_ratio | 0.4 | [None, 0.0] | [[250.0, 1500.0]] | TRUE
709 | 1.2961 | 5.8898 | 0.0026674 | 1500 | 0 | reclaimed_water_substitution_ratio | 0.4 | [None, 0.0] | [[250.0, 1500.0]] | TRUE
710 | 1.1517 | 4.2231 | 0.00074693 | 1500 | 0 | reclaimed_water_substitution_ratio | 0.4 | [None, 0.0] | [[250.0, 1500.0]] | TRUE
711 | 1.1613 | 6.451 | 0.0076628 | 1500 | 0 | reclaimed_water_substitution_ratio | 0.4 | [None, 0.0] | [[250.0, 1500.0]] | TRUE
712 | 1.1214 | 3.2128 | 0.0044522 | 1250 | 0 | reclaimed_water_substitution_ratio | 0.4 | [None, 0.0] | [[250.0, 1250.0]] | TRUE
713 | 1.132 | 8.4031 | 0.0041143 | 1500 | 0 | reclaimed_water_substitution_ratio | 0.4 | [None, 0.0] | [[250.0, 1500.0]] | TRUE
714 | 1.1461 | 4.7843 | 0.0042373 | 1500 | 0 | reclaimed_water_substitution_ratio | 0.4 | [None, 0.0] | [[250.0, 1500.0]] | TRUE
715 | 1.2187 | 8.851 | 0.0013173 | 1500 | 0 | reclaimed_water_substitution_ratio | 0.4 | [None, 0.0] | [[250.0, 1500.0]] | TRUE
716 | 1.2304 | 7.4699 | 0.0067066 | 1500 | 0 | reclaimed_water_substitution_ratio | 0.4 | [None, 0.0] | [[250.0, 1500.0]] | TRUE
717 | 1.1617 | 5.3417 | 0.0047111 | 1500 | 0 | reclaimed_water_substitution_ratio | 0.4 | [None, 0.0] | [[250.0, 1500.0]] | TRUE
718 | 1.219 | 3.0846 | 0.0024388 | 1250 | 0 | reclaimed_water_substitution_ratio | 0.4 | [None, 0.0] | [[250.0, 1250.0]] | TRUE
719 | 1.142 | 8.0754 | 0.0069335 | 1500 | 0 | reclaimed_water_substitution_ratio | 0.4 | [None, 0.0] | [[250.0, 1500.0]] | TRUE
720 | 1.2771 | 7.4296 | 0.0058037 | 1500 | 0 | reclaimed_water_substitution_ratio | 0.4 | [None, 0.0] | [[250.0, 1500.0]] | TRUE
721 | 1.1537 | 7.1976 | 0.0067311 | 1500 | 0 | reclaimed_water_substitution_ratio | 0.4 | [None, 0.0] | [[250.0, 1500.0]] | TRUE
722 | 1.2569 | 8.8321 | 0.0075906 | 1500 | 0 | reclaimed_water_substitution_ratio | 0.4 | [None, 0.0] | [[250.0, 1500.0]] | TRUE
723 | 1.2662 | 8.3553 | 0.0064402 | 1500 | 0 | reclaimed_water_substitution_ratio | 0.4 | [None, 0.0] | [[250.0, 1500.0]] | TRUE
724 | 1.2497 | 5.7473 | 0.0013485 | 1500 | 0 | reclaimed_water_substitution_ratio | 0.4 | [None, 0.0] | [[250.0, 1500.0]] | TRUE
725 | 1.1796 | 8.5161 | 0.0058226 | 1500 | 0 | reclaimed_water_substitution_ratio | 0.4 | [None, 0.0] | [[250.0, 1500.0]] | TRUE
726 | 1.2286 | 5.0431 | 0.0028978 | 1500 | 0 | reclaimed_water_substitution_ratio | 0.4 | [None, 0.0] | [[250.0, 1500.0]] | TRUE
727 | 1.1472 | 5.1632 | 0.00188 | 1500 | 0 | reclaimed_water_substitution_ratio | 0.4 | [None, 0.0] | [[250.0, 1500.0]] | TRUE
728 | 1.1886 | 6.0372 | 0.0046172 | 1500 | 0 | reclaimed_water_substitution_ratio | 0.4 | [None, 0.0] | [[250.0, 1500.0]] | TRUE
729 | 1.2754 | 4.3275 | 0.0020292 | 1250 | 0 | reclaimed_water_substitution_ratio | 0.4 | [None, 0.0] | [[250.0, 1250.0]] | TRUE
730 | 1.2588 | 8.325 | 0.0066896 | 1500 | 0 | reclaimed_water_substitution_ratio | 0.4 | [None, 0.0] | [[250.0, 1500.0]] | TRUE
731 | 1.1557 | 3.1414 | 0.007983 | 1250 | 0 | reclaimed_water_substitution_ratio | 0.4 | [None, 0.0] | [[250.0, 1250.0]] | TRUE
732 | 1.3366 | 5.2197 | 0.0021844 | 1250 | 0 | reclaimed_water_substitution_ratio | 0.4 | [None, 0.0] | [[250.0, 1250.0]] | TRUE
733 | 1.1281 | 7.8201 | 0.0011355 | 1750 | 0 | reclaimed_water_substitution_ratio | 0.4 | [None, 0.0] | [[250.0, 1750.0]] | TRUE
734 | 1.3481 | 3.7526 | 0.0072266 | 1250 | 0 | reclaimed_water_substitution_ratio | 0.4 | [None, 0.0] | [[250.0, 1250.0]] | TRUE
735 | 1.2854 | 5.8907 | 0.0042583 | 1500 | 0 | reclaimed_water_substitution_ratio | 0.4 | [None, 0.0] | [[250.0, 1500.0]] | TRUE
736 | 1.2354 | 4.7708 | 0.0031279 | 1500 | 0 | reclaimed_water_substitution_ratio | 0.4 | [None, 0.0] | [[250.0, 1500.0]] | TRUE
737 | 1.3349 | 5.6056 | 0.0038549 | 1250 | 0 | reclaimed_water_substitution_ratio | 0.4 | [None, 0.0] | [[250.0, 1250.0]] | TRUE
738 | 1.338 | 6.3634 | 0.0013405 | 1250 | 0 | reclaimed_water_substitution_ratio | 0.4 | [None, 0.0] | [[250.0, 1250.0]] | TRUE
739 | 1.3361 | 4.4647 | 0.0021234 | 1250 | 0 | reclaimed_water_substitution_ratio | 0.4 | [None, 0.0] | [[250.0, 1250.0]] | TRUE
740 | 1.1465 | 8.3989 | 0.0063939 | 1500 | 0 | reclaimed_water_substitution_ratio | 0.4 | [None, 0.0] | [[250.0, 1500.0]] | TRUE
741 | 1.2606 | 5.3094 | 0.0071561 | 1250 | 0 | reclaimed_water_substitution_ratio | 0.4 | [None, 0.0] | [[250.0, 1250.0]] | TRUE
742 | 1.2884 | 5.5104 | 0.0048937 | 1250 | 0 | reclaimed_water_substitution_ratio | 0.4 | [None, 0.0] | [[250.0, 1250.0]] | TRUE
743 | 1.1254 | 8.2961 | 0.0020609 | 1750 | 0 | reclaimed_water_substitution_ratio | 0.4 | [None, 0.0] | [[250.0, 1750.0]] | TRUE
744 | 1.1406 | 3.9386 | 0.0057168 | 1500 | 0 | reclaimed_water_substitution_ratio | 0.4 | [None, 0.0] | [[250.0, 1500.0]] | TRUE
745 | 1.3011 | 8.3068 | 0.0062758 | 1250 | 0 | reclaimed_water_substitution_ratio | 0.4 | [None, 0.0] | [[250.0, 1250.0]] | TRUE
746 | 1.3194 | 3.1601 | 0.0054588 | 1250 | 0 | reclaimed_water_substitution_ratio | 0.4 | [None, 0.0] | [[250.0, 1250.0]] | TRUE
747 | 1.1872 | 6.0474 | 0.0058658 | 1500 | 0 | reclaimed_water_substitution_ratio | 0.4 | [None, 0.0] | [[250.0, 1500.0]] | TRUE
748 | 1.139 | 5.1359 | 0.0069406 | 1500 | 0 | reclaimed_water_substitution_ratio | 0.4 | [None, 0.0] | [[250.0, 1500.0]] | TRUE
749 | 1.2533 | 4.9783 | 0.0052882 | 1500 | 0 | reclaimed_water_substitution_ratio | 0.4 | [None, 0.0] | [[250.0, 1500.0]] | TRUE
750 | 1.1274 | 6.74 | 0.0067287 | 1500 | 0 | reclaimed_water_substitution_ratio | 0.4 | [None, 0.0] | [[250.0, 1500.0]] | TRUE
751 | 1.2463 | 4.0145 | 0.0024025 | 1250 | 0 | reclaimed_water_substitution_ratio | 0.4 | [None, 0.0] | [[250.0, 1250.0]] | TRUE
752 | 1.3017 | 6.7582 | 0.0016259 | 1500 | 0 | reclaimed_water_substitution_ratio | 0.4 | [None, 0.0] | [[250.0, 1500.0]] | TRUE
753 | 1.1682 | 8.9452 | 0.0055906 | 1500 | 0 | reclaimed_water_substitution_ratio | 0.4 | [None, 0.0] | [[250.0, 1500.0]] | TRUE
754 | 1.2451 | 8.1935 | 0.00095954 | 1500 | 0 | reclaimed_water_substitution_ratio | 0.4 | [None, 0.0] | [[250.0, 1500.0]] | TRUE
755 | 1.3048 | 7.3966 | 0.001584 | 1500 | 0 | reclaimed_water_substitution_ratio | 0.4 | [None, 0.0] | [[250.0, 1500.0]] | TRUE
756 | 1.3576 | 3.7384 | 0.0061879 | 1250 | 0 | reclaimed_water_substitution_ratio | 0.4 | [None, 0.0] | [[250.0, 1250.0]] | TRUE
757 | 1.2017 | 4.4371 | 0.0042415 | 1500 | 0 | reclaimed_water_substitution_ratio | 0.4 | [None, 0.0] | [[250.0, 1500.0]] | TRUE
758 | 1.3238 | 3.4082 | 0.0025787 | 1250 | 0 | reclaimed_water_substitution_ratio | 0.4 | [None, 0.0] | [[250.0, 1250.0]] | TRUE
759 | 1.3387 | 7.2477 | 0.0074247 | 1250 | 0 | reclaimed_water_substitution_ratio | 0.4 | [None, 0.0] | [[250.0, 1250.0]] | TRUE
760 | 1.2581 | 5.1425 | 0.0017288 | 1500 | 0 | reclaimed_water_substitution_ratio | 0.4 | [None, 0.0] | [[250.0, 1500.0]] | TRUE
761 | 1.1381 | 5.8143 | 0.0017956 | 1500 | 0 | reclaimed_water_substitution_ratio | 0.4 | [None, 0.0] | [[250.0, 1500.0]] | TRUE
762 | 1.3035 | 4.2617 | 0.0065772 | 1250 | 0 | reclaimed_water_substitution_ratio | 0.4 | [None, 0.0] | [[250.0, 1250.0]] | TRUE
763 | 1.3024 | 4.0283 | 0.0069493 | 1250 | 0 | reclaimed_water_substitution_ratio | 0.4 | [None, 0.0] | [[250.0, 1250.0]] | TRUE
764 | 1.1852 | 3.5001 | 0.0065939 | 1250 | 0 | reclaimed_water_substitution_ratio | 0.4 | [None, 0.0] | [[250.0, 1250.0]] | TRUE
765 | 1.2199 | 8.6947 | 0.006471 | 1500 | 0 | reclaimed_water_substitution_ratio | 0.4 | [None, 0.0] | [[250.0, 1500.0]] | TRUE
766 | 1.2803 | 7.2157 | 0.003152 | 1500 | 0 | reclaimed_water_substitution_ratio | 0.4 | [None, 0.0] | [[250.0, 1500.0]] | TRUE
767 | 1.2082 | 3.533 | 0.0011724 | 1250 | 0 | reclaimed_water_substitution_ratio | 0.4 | [None, 0.0] | [[250.0, 1250.0]] | TRUE
768 | 1.1409 | 6.0081 | 0.0014693 | 1500 | 0 | reclaimed_water_substitution_ratio | 0.4 | [None, 0.0] | [[250.0, 1500.0]] | TRUE
769 | 1.1669 | 5.9527 | 0.0017987 | 1500 | 0 | reclaimed_water_substitution_ratio | 0.4 | [None, 0.0] | [[250.0, 1500.0]] | TRUE
770 | 1.1781 | 7.5925 | 0.0075227 | 1500 | 0 | reclaimed_water_substitution_ratio | 0.4 | [None, 0.0] | [[250.0, 1500.0]] | TRUE
771 | 1.169 | 8.6864 | 0.0011242 | 1500 | 0 | reclaimed_water_substitution_ratio | 0.4 | [None, 0.0] | [[250.0, 1500.0]] | TRUE
772 | 1.2853 | 3.6419 | 0.0079429 | 1250 | 0 | reclaimed_water_substitution_ratio | 0.4 | [None, 0.0] | [[250.0, 1250.0]] | TRUE
773 | 1.3069 | 4.7789 | 0.0041863 | 1250 | 0 | reclaimed_water_substitution_ratio | 0.4 | [None, 0.0] | [[250.0, 1250.0]] | TRUE
774 | 1.2675 | 3.6778 | 0.0078068 | 1250 | 0 | reclaimed_water_substitution_ratio | 0.4 | [None, 0.0] | [[250.0, 1250.0]] | TRUE
775 | 1.2087 | 7.9637 | 0.0071251 | 1500 | 0 | reclaimed_water_substitution_ratio | 0.4 | [None, 0.0] | [[250.0, 1500.0]] | TRUE
776 | 1.306 | 6.5812 | 0.0055477 | 1250 | 0 | reclaimed_water_substitution_ratio | 0.4 | [None, 0.0] | [[250.0, 1250.0]] | TRUE
777 | 1.209 | 7.2067 | 0.0034997 | 1500 | 0 | reclaimed_water_substitution_ratio | 0.4 | [None, 0.0] | [[250.0, 1500.0]] | TRUE
778 | 1.1448 | 7.9581 | 0.0076869 | 1500 | 0 | reclaimed_water_substitution_ratio | 0.4 | [None, 0.0] | [[250.0, 1500.0]] | TRUE
779 | 1.1417 | 4.2481 | 0.0023809 | 1500 | 0 | reclaimed_water_substitution_ratio | 0.4 | [None, 0.0] | [[250.0, 1500.0]] | TRUE
780 | 1.1274 | 4.64 | 0.0054581 | 1500 | 0 | reclaimed_water_substitution_ratio | 0.4 | [None, 0.0] | [[250.0, 1500.0]] | TRUE
781 | 1.3281 | 7.1503 | 0.0071591 | 1250 | 0 | reclaimed_water_substitution_ratio | 0.4 | [None, 0.0] | [[250.0, 1250.0]] | TRUE
782 | 1.1965 | 8.1966 | 0.0039983 | 1500 | 0 | reclaimed_water_substitution_ratio | 0.4 | [None, 0.0] | [[250.0, 1500.0]] | TRUE
783 | 1.2755 | 7.3737 | 0.0070672 | 1250 | 0 | reclaimed_water_substitution_ratio | 0.4 | [None, 0.0] | [[250.0, 1250.0]] | TRUE
784 | 1.2838 | 5.6816 | 0.0040863 | 1500 | 0 | reclaimed_water_substitution_ratio | 0.4 | [None, 0.0] | [[250.0, 1500.0]] | TRUE
785 | 1.1904 | 4.7229 | 0.0056955 | 1500 | 0 | reclaimed_water_substitution_ratio | 0.4 | [None, 0.0] | [[250.0, 1500.0]] | TRUE
786 | 1.1338 | 8.0251 | 0.0071549 | 1500 | 0 | reclaimed_water_substitution_ratio | 0.4 | [None, 0.0] | [[250.0, 1500.0]] | TRUE
787 | 1.1905 | 3.9896 | 0.0028895 | 1500 | 0 | reclaimed_water_substitution_ratio | 0.4 | [None, 0.0] | [[250.0, 1500.0]] | TRUE
788 | 1.2938 | 7.3697 | 0.0020861 | 1500 | 0 | reclaimed_water_substitution_ratio | 0.4 | [None, 0.0] | [[250.0, 1500.0]] | TRUE
789 | 1.1781 | 6.4521 | 0.0036787 | 1500 | 0 | reclaimed_water_substitution_ratio | 0.4 | [None, 0.0] | [[250.0, 1500.0]] | TRUE
790 | 1.2127 | 3.3909 | 0.004071 | 1250 | 0 | reclaimed_water_substitution_ratio | 0.4 | [None, 0.0] | [[250.0, 1250.0]] | TRUE
791 | 1.2506 | 4.9099 | 0.0052117 | 1500 | 0 | reclaimed_water_substitution_ratio | 0.4 | [None, 0.0] | [[250.0, 1500.0]] | TRUE
792 | 1.2498 | 7.4133 | 0.0022904 | 1500 | 0 | reclaimed_water_substitution_ratio | 0.4 | [None, 0.0] | [[250.0, 1500.0]] | TRUE
793 | 1.3299 | 6.3442 | 0.0033368 | 1250 | 0 | reclaimed_water_substitution_ratio | 0.4 | [None, 0.0] | [[250.0, 1250.0]] | TRUE
794 | 1.3523 | 7.0296 | 0.0062259 | 1250 | 0 | reclaimed_water_substitution_ratio | 0.4 | [None, 0.0] | [[250.0, 1250.0]] | TRUE
795 | 1.3432 | 5.5518 | 0.0018208 | 1250 | 0 | reclaimed_water_substitution_ratio | 0.4 | [None, 0.0] | [[250.0, 1250.0]] | TRUE
796 | 1.195 | 3.252 | 0.0025956 | 1250 | 0 | reclaimed_water_substitution_ratio | 0.4 | [None, 0.0] | [[250.0, 1250.0]] | TRUE
797 | 1.1627 | 6.0181 | 0.0051268 | 1500 | 0 | reclaimed_water_substitution_ratio | 0.4 | [None, 0.0] | [[250.0, 1500.0]] | TRUE
798 | 1.3089 | 8.9753 | 0.003031 | 1250 | 0 | reclaimed_water_substitution_ratio | 0.4 | [None, 0.0] | [[250.0, 1250.0]] | TRUE
799 | 1.333 | 7.1712 | 0.0018716 | 1250 | 0 | reclaimed_water_substitution_ratio | 0.4 | [None, 0.0] | [[250.0, 1250.0]] | TRUE
800 | 1.1474 | 5.7041 | 0.0046217 | 1500 | 0 | reclaimed_water_substitution_ratio | 0.4 | [None, 0.0] | [[250.0, 1500.0]] | TRUE
801 | 1.283 | 5.2484 | 0.0033784 | 1500 | 0 | reclaimed_water_substitution_ratio | 0.4 | [None, 0.0] | [[250.0, 1500.0]] | TRUE
802 | 1.1959 | 7.2912 | 0.0021077 | 1500 | 0 | reclaimed_water_substitution_ratio | 0.4 | [None, 0.0] | [[250.0, 1500.0]] | TRUE
803 | 1.1545 | 3.2635 | 0.0049143 | 1250 | 0 | reclaimed_water_substitution_ratio | 0.4 | [None, 0.0] | [[250.0, 1250.0]] | TRUE
804 | 1.1567 | 3.8306 | 0.0010296 | 1500 | 0 | reclaimed_water_substitution_ratio | 0.4 | [None, 0.0] | [[250.0, 1500.0]] | TRUE
805 | 1.2585 | 6.76 | 0.0020329 | 1500 | 0 | reclaimed_water_substitution_ratio | 0.4 | [None, 0.0] | [[250.0, 1500.0]] | TRUE
806 | 1.2437 | 4.5133 | 0.0050378 | 1250 | 0 | reclaimed_water_substitution_ratio | 0.4 | [None, 0.0] | [[250.0, 1250.0]] | TRUE
807 | 1.2028 | 7.5256 | 0.0017864 | 1500 | 0 | reclaimed_water_substitution_ratio | 0.4 | [None, 0.0] | [[250.0, 1500.0]] | TRUE
808 | 1.1921 | 8.7272 | 0.0060359 | 1500 | 0 | reclaimed_water_substitution_ratio | 0.4 | [None, 0.0] | [[250.0, 1500.0]] | TRUE
809 | 1.2682 | 7.578 | 0.0075127 | 1250 | 0 | reclaimed_water_substitution_ratio | 0.4 | [None, 0.0] | [[250.0, 1250.0]] | TRUE
810 | 1.2891 | 8.9837 | 0.0050075 | 1500 | 0 | reclaimed_water_substitution_ratio | 0.4 | [None, 0.0] | [[250.0, 1500.0]] | TRUE
811 | 1.3175 | 5.0857 | 0.0017195 | 1250 | 0 | reclaimed_water_substitution_ratio | 0.4 | [None, 0.0] | [[250.0, 1250.0]] | TRUE
812 | 1.1235 | 7.3143 | 0.0027815 | 1500 | 0 | reclaimed_water_substitution_ratio | 0.4 | [None, 0.0] | [[250.0, 1500.0]] | TRUE
813 | 1.1827 | 7.777 | 0.0035194 | 1500 | 0 | reclaimed_water_substitution_ratio | 0.4 | [None, 0.0] | [[250.0, 1500.0]] | TRUE
814 | 1.3556 | 5.1074 | 0.0057641 | 1250 | 0 | reclaimed_water_substitution_ratio | 0.4 | [None, 0.0] | [[250.0, 1250.0]] | TRUE
815 | 1.1333 | 3.1982 | 0.0012609 | 1500 | 0 | reclaimed_water_substitution_ratio | 0.4 | [None, 0.0] | [[250.0, 1500.0]] | TRUE
816 | 1.3413 | 6.4811 | 0.0049888 | 1250 | 0 | reclaimed_water_substitution_ratio | 0.4 | [None, 0.0] | [[250.0, 1250.0]] | TRUE
817 | 1.2852 | 6.3635 | 0.0060966 | 1250 | 0 | reclaimed_water_substitution_ratio | 0.4 | [None, 0.0] | [[250.0, 1250.0]] | TRUE
818 | 1.3579 | 8.8073 | 0.0036094 | 1250 | 0 | reclaimed_water_substitution_ratio | 0.4 | [None, 0.0] | [[250.0, 1250.0]] | TRUE
819 | 1.1647 | 3.2158 | 0.0063958 | 1250 | 0 | reclaimed_water_substitution_ratio | 0.4 | [None, 0.0] | [[250.0, 1250.0]] | TRUE
820 | 1.1525 | 3.1717 | 0.0026088 | 1250 | 0 | reclaimed_water_substitution_ratio | 0.4 | [None, 0.0] | [[250.0, 1250.0]] | TRUE
821 | 1.286 | 3.7042 | 0.001673 | 1250 | 0 | reclaimed_water_substitution_ratio | 0.4 | [None, 0.0] | [[250.0, 1250.0]] | TRUE
822 | 1.1841 | 3.5412 | 0.0069984 | 1250 | 0 | reclaimed_water_substitution_ratio | 0.4 | [None, 0.0] | [[250.0, 1250.0]] | TRUE
823 | 1.2791 | 6.9504 | 0.0077495 | 1250 | 0 | reclaimed_water_substitution_ratio | 0.4 | [None, 0.0] | [[250.0, 1250.0]] | TRUE
824 | 1.2311 | 8.0953 | 0.0059887 | 1500 | 0 | reclaimed_water_substitution_ratio | 0.4 | [None, 0.0] | [[250.0, 1500.0]] | TRUE
825 | 1.1636 | 5.5665 | 0.0065694 | 1500 | 0 | reclaimed_water_substitution_ratio | 0.4 | [None, 0.0] | [[250.0, 1500.0]] | TRUE
826 | 1.1555 | 7.8606 | 0.00078493 | 1500 | 0 | reclaimed_water_substitution_ratio | 0.4 | [None, 0.0] | [[250.0, 1500.0]] | TRUE
827 | 1.3156 | 5.7603 | 0.0017819 | 1500 | 0 | reclaimed_water_substitution_ratio | 0.4 | [None, 0.0] | [[250.0, 1500.0]] | TRUE
828 | 1.2076 | 4.7375 | 0.0042043 | 1500 | 0 | reclaimed_water_substitution_ratio | 0.4 | [None, 0.0] | [[250.0, 1500.0]] | TRUE
829 | 1.2607 | 8.2313 | 0.0047694 | 1500 | 0 | reclaimed_water_substitution_ratio | 0.4 | [None, 0.0] | [[250.0, 1500.0]] | TRUE
830 | 1.2097 | 4.6753 | 0.0040142 | 1500 | 0 | reclaimed_water_substitution_ratio | 0.4 | [None, 0.0] | [[250.0, 1500.0]] | TRUE
831 | 1.228 | 4.2638 | 0.00094726 | 1500 | 0 | reclaimed_water_substitution_ratio | 0.4 | [None, 0.0] | [[250.0, 1500.0]] | TRUE
832 | 1.3445 | 8.5767 | 0.0044657 | 1250 | 0 | reclaimed_water_substitution_ratio | 0.4 | [None, 0.0] | [[250.0, 1250.0]] | TRUE
833 | 1.2563 | 6.5279 | 0.004837 | 1500 | 0 | reclaimed_water_substitution_ratio | 0.4 | [None, 0.0] | [[250.0, 1500.0]] | TRUE
834 | 1.3415 | 7.8111 | 0.005531 | 1250 | 0 | reclaimed_water_substitution_ratio | 0.4 | [None, 0.0] | [[250.0, 1250.0]] | TRUE
835 | 1.2125 | 3.0536 | 0.0079566 | 1250 | 0 | reclaimed_water_substitution_ratio | 0.4 | [None, 0.0] | [[250.0, 1250.0]] | TRUE
836 | 1.2301 | 4.0872 | 0.0041133 | 1250 | 0 | reclaimed_water_substitution_ratio | 0.4 | [None, 0.0] | [[250.0, 1250.0]] | TRUE
837 | 1.336 | 8.7919 | 0.0050897 | 1250 | 0 | reclaimed_water_substitution_ratio | 0.4 | [None, 0.0] | [[250.0, 1250.0]] | TRUE
838 | 1.2194 | 8.7599 | 0.00052096 | 1500 | 0 | reclaimed_water_substitution_ratio | 0.4 | [None, 0.0] | [[250.0, 1500.0]] | TRUE
839 | 1.1478 | 3.9974 | 0.0026394 | 1500 | 0 | reclaimed_water_substitution_ratio | 0.4 | [None, 0.0] | [[250.0, 1500.0]] | TRUE
840 | 1.3554 | 4.949 | 0.002918 | 1250 | 0 | reclaimed_water_substitution_ratio | 0.4 | [None, 0.0] | [[250.0, 1250.0]] | TRUE
841 | 1.3442 | 6.7643 | 0.0038065 | 1250 | 0 | reclaimed_water_substitution_ratio | 0.4 | [None, 0.0] | [[250.0, 1250.0]] | TRUE
842 | 1.3182 | 3.7333 | 0.0025503 | 1250 | 0 | reclaimed_water_substitution_ratio | 0.4 | [None, 0.0] | [[250.0, 1250.0]] | TRUE
843 | 1.2198 | 6.3824 | 0.0042293 | 1500 | 0 | reclaimed_water_substitution_ratio | 0.4 | [None, 0.0] | [[250.0, 1500.0]] | TRUE
844 | 1.3081 | 8.9657 | 0.0068957 | 1250 | 0 | reclaimed_water_substitution_ratio | 0.4 | [None, 0.0] | [[250.0, 1250.0]] | TRUE
845 | 1.2996 | 7.9388 | 0.0031423 | 1500 | 0 | reclaimed_water_substitution_ratio | 0.4 | [None, 0.0] | [[250.0, 1500.0]] | TRUE
846 | 1.3429 | 5.2325 | 0.0019557 | 1250 | 0 | reclaimed_water_substitution_ratio | 0.4 | [None, 0.0] | [[250.0, 1250.0]] | TRUE
847 | 1.3435 | 7.9859 | 0.0022994 | 1250 | 0 | reclaimed_water_substitution_ratio | 0.4 | [None, 0.0] | [[250.0, 1250.0]] | TRUE
848 | 1.23 | 5.7667 | 0.0041026 | 1500 | 0 | reclaimed_water_substitution_ratio | 0.4 | [None, 0.0] | [[250.0, 1500.0]] | TRUE
849 | 1.2104 | 3.2752 | 0.0047398 | 1250 | 0 | reclaimed_water_substitution_ratio | 0.4 | [None, 0.0] | [[250.0, 1250.0]] | TRUE
850 | 1.1373 | 5.25 | 0.0047838 | 1500 | 0 | reclaimed_water_substitution_ratio | 0.4 | [None, 0.0] | [[250.0, 1500.0]] | TRUE
851 | 1.3181 | 8.3094 | 0.0032402 | 1250 | 0 | reclaimed_water_substitution_ratio | 0.4 | [None, 0.0] | [[250.0, 1250.0]] | TRUE
852 | 1.2788 | 8.5017 | 0.0071987 | 1250 | 0 | reclaimed_water_substitution_ratio | 0.4 | [None, 0.0] | [[250.0, 1250.0]] | TRUE
853 | 1.3277 | 5.1006 | 0.002466 | 1250 | 0 | reclaimed_water_substitution_ratio | 0.4 | [None, 0.0] | [[250.0, 1250.0]] | TRUE
854 | 1.1577 | 3.9645 | 0.001658 | 1500 | 0 | reclaimed_water_substitution_ratio | 0.4 | [None, 0.0] | [[250.0, 1500.0]] | TRUE
855 | 1.2028 | 3.41 | 0.0016981 | 1250 | 0 | reclaimed_water_substitution_ratio | 0.4 | [None, 0.0] | [[250.0, 1250.0]] | TRUE
856 | 1.3266 | 4.9188 | 0.0056832 | 1250 | 0 | reclaimed_water_substitution_ratio | 0.4 | [None, 0.0] | [[250.0, 1250.0]] | TRUE
857 | 1.2237 | 4.7199 | 0.0034502 | 1500 | 0 | reclaimed_water_substitution_ratio | 0.4 | [None, 0.0] | [[250.0, 1500.0]] | TRUE
858 | 1.3283 | 5.0562 | 0.0074656 | 1250 | 0 | reclaimed_water_substitution_ratio | 0.4 | [None, 0.0] | [[250.0, 1250.0]] | TRUE
859 | 1.174 | 7.0717 | 0.0051987 | 1500 | 0 | reclaimed_water_substitution_ratio | 0.4 | [None, 0.0] | [[250.0, 1500.0]] | TRUE
860 | 1.2034 | 8.1368 | 0.0063232 | 1500 | 0 | reclaimed_water_substitution_ratio | 0.4 | [None, 0.0] | [[250.0, 1500.0]] | TRUE
861 | 1.3082 | 6.0189 | 0.0007197 | 1500 | 0 | reclaimed_water_substitution_ratio | 0.4 | [None, 0.0] | [[250.0, 1500.0]] | TRUE
862 | 1.224 | 8.1701 | 0.00449 | 1500 | 0 | reclaimed_water_substitution_ratio | 0.4 | [None, 0.0] | [[250.0, 1500.0]] | TRUE
863 | 1.1628 | 3.9538 | 0.0027018 | 1500 | 0 | reclaimed_water_substitution_ratio | 0.4 | [None, 0.0] | [[250.0, 1500.0]] | TRUE
864 | 1.312 | 4.752 | 0.0051447 | 1250 | 0 | reclaimed_water_substitution_ratio | 0.4 | [None, 0.0] | [[250.0, 1250.0]] | TRUE
865 | 1.2228 | 8.1749 | 0.0079286 | 1500 | 0 | reclaimed_water_substitution_ratio | 0.4 | [None, 0.0] | [[250.0, 1500.0]] | TRUE
866 | 1.3394 | 5.4162 | 0.0067734 | 1250 | 0 | reclaimed_water_substitution_ratio | 0.4 | [None, 0.0] | [[250.0, 1250.0]] | TRUE
867 | 1.1698 | 8.9589 | 0.0031479 | 1500 | 0 | reclaimed_water_substitution_ratio | 0.4 | [None, 0.0] | [[250.0, 1500.0]] | TRUE
868 | 1.1448 | 8.1235 | 0.0025245 | 1500 | 0 | reclaimed_water_substitution_ratio | 0.4 | [None, 0.0] | [[250.0, 1500.0]] | TRUE
869 | 1.1994 | 4.2903 | 0.002121 | 1500 | 0 | reclaimed_water_substitution_ratio | 0.4 | [None, 0.0] | [[250.0, 1500.0]] | TRUE
870 | 1.1256 | 8.8255 | 0.0050267 | 1500 | 0 | reclaimed_water_substitution_ratio | 0.4 | [None, 0.0] | [[250.0, 1500.0]] | TRUE
871 | 1.2755 | 3.6874 | 0.0021586 | 1250 | 0 | reclaimed_water_substitution_ratio | 0.4 | [None, 0.0] | [[250.0, 1250.0]] | TRUE
872 | 1.1301 | 3.3629 | 0.0056507 | 1250 | 0 | reclaimed_water_substitution_ratio | 0.4 | [None, 0.0] | [[250.0, 1250.0]] | TRUE
873 | 1.321 | 3.6338 | 0.0016854 | 1250 | 0 | reclaimed_water_substitution_ratio | 0.4 | [None, 0.0] | [[250.0, 1250.0]] | TRUE
874 | 1.2917 | 7.7977 | 0.0064189 | 1250 | 0 | reclaimed_water_substitution_ratio | 0.4 | [None, 0.0] | [[250.0, 1250.0]] | TRUE
875 | 1.2183 | 5.5704 | 0.0071499 | 1500 | 0 | reclaimed_water_substitution_ratio | 0.4 | [None, 0.0] | [[250.0, 1500.0]] | TRUE
876 | 1.2424 | 7.416 | 0.0015611 | 1500 | 0 | reclaimed_water_substitution_ratio | 0.4 | [None, 0.0] | [[250.0, 1500.0]] | TRUE
877 | 1.1938 | 8.6627 | 0.0023309 | 1500 | 0 | reclaimed_water_substitution_ratio | 0.4 | [None, 0.0] | [[250.0, 1500.0]] | TRUE
878 | 1.129 | 3.8786 | 0.0074396 | 1500 | 0 | reclaimed_water_substitution_ratio | 0.4 | [None, 0.0] | [[250.0, 1500.0]] | TRUE
879 | 1.322 | 7.9908 | 0.006809 | 1250 | 0 | reclaimed_water_substitution_ratio | 0.4 | [None, 0.0] | [[250.0, 1250.0]] | TRUE
880 | 1.207 | 3.476 | 0.0023681 | 1250 | 0 | reclaimed_water_substitution_ratio | 0.4 | [None, 0.0] | [[250.0, 1250.0]] | TRUE
881 | 1.1622 | 6.8285 | 0.0075056 | 1500 | 0 | reclaimed_water_substitution_ratio | 0.4 | [None, 0.0] | [[250.0, 1500.0]] | TRUE
882 | 1.3146 | 7.4826 | 0.0046637 | 1250 | 0 | reclaimed_water_substitution_ratio | 0.4 | [None, 0.0] | [[250.0, 1250.0]] | TRUE
883 | 1.231 | 7.3547 | 0.004581 | 1500 | 0 | reclaimed_water_substitution_ratio | 0.4 | [None, 0.0] | [[250.0, 1500.0]] | TRUE
884 | 1.2827 | 6.0122 | 0.00054498 | 1500 | 0 | reclaimed_water_substitution_ratio | 0.4 | [None, 0.0] | [[250.0, 1500.0]] | TRUE
885 | 1.3356 | 3.0587 | 0.002082 | 1250 | 0 | reclaimed_water_substitution_ratio | 0.4 | [None, 0.0] | [[250.0, 1250.0]] | TRUE
886 | 1.1861 | 8.8391 | 0.0019734 | 1500 | 0 | reclaimed_water_substitution_ratio | 0.4 | [None, 0.0] | [[250.0, 1500.0]] | TRUE
887 | 1.1529 | 5.861 | 0.0075978 | 1500 | 0 | reclaimed_water_substitution_ratio | 0.4 | [None, 0.0] | [[250.0, 1500.0]] | TRUE
888 | 1.1627 | 3.5077 | 0.0022927 | 1500 | 0 | reclaimed_water_substitution_ratio | 0.4 | [None, 0.0] | [[250.0, 1500.0]] | TRUE
889 | 1.3568 | 5.4199 | 0.00054559 | 1250 | 0 | reclaimed_water_substitution_ratio | 0.4 | [None, 0.0] | [[250.0, 1250.0]] | TRUE
890 | 1.2098 | 7.2656 | 0.0019958 | 1500 | 0 | reclaimed_water_substitution_ratio | 0.4 | [None, 0.0] | [[250.0, 1500.0]] | TRUE
891 | 1.1618 | 7.6133 | 0.0078428 | 1500 | 0 | reclaimed_water_substitution_ratio | 0.4 | [None, 0.0] | [[250.0, 1500.0]] | TRUE
892 | 1.249 | 6.9359 | 0.0045709 | 1500 | 0 | reclaimed_water_substitution_ratio | 0.4 | [None, 0.0] | [[250.0, 1500.0]] | TRUE
893 | 1.1648 | 5.7852 | 0.0055527 | 1500 | 0 | reclaimed_water_substitution_ratio | 0.4 | [None, 0.0] | [[250.0, 1500.0]] | TRUE
894 | 1.1888 | 8.0741 | 0.002853 | 1500 | 0 | reclaimed_water_substitution_ratio | 0.4 | [None, 0.0] | [[250.0, 1500.0]] | TRUE
895 | 1.2605 | 5.754 | 0.0048689 | 1500 | 0 | reclaimed_water_substitution_ratio | 0.4 | [None, 0.0] | [[250.0, 1500.0]] | TRUE
896 | 1.2694 | 8.3771 | 0.0077517 | 1250 | 0 | reclaimed_water_substitution_ratio | 0.4 | [None, 0.0] | [[250.0, 1250.0]] | TRUE
897 | 1.2726 | 7.1497 | 0.0012791 | 1500 | 0 | reclaimed_water_substitution_ratio | 0.4 | [None, 0.0] | [[250.0, 1500.0]] | TRUE
898 | 1.2744 | 4.723 | 0.0068604 | 1250 | 0 | reclaimed_water_substitution_ratio | 0.4 | [None, 0.0] | [[250.0, 1250.0]] | TRUE
899 | 1.314 | 7.5784 | 0.00080841 | 1500 | 0 | reclaimed_water_substitution_ratio | 0.4 | [None, 0.0] | [[250.0, 1500.0]] | TRUE
900 | 1.2761 | 3.4854 | 0.007919 | 1250 | 0 | reclaimed_water_substitution_ratio | 0.4 | [None, 0.0] | [[250.0, 1250.0]] | TRUE
901 | 1.2324 | 8.436 | 0.0016849 | 1500 | 0 | reclaimed_water_substitution_ratio | 0.4 | [None, 0.0] | [[250.0, 1500.0]] | TRUE
902 | 1.3542 | 6.3704 | 0.0032942 | 1250 | 0 | reclaimed_water_substitution_ratio | 0.4 | [None, 0.0] | [[250.0, 1250.0]] | TRUE
903 | 1.2466 | 4.0516 | 0.0053915 | 1250 | 0 | reclaimed_water_substitution_ratio | 0.4 | [None, 0.0] | [[250.0, 1250.0]] | TRUE
904 | 1.2542 | 4.6696 | 0.0043217 | 1250 | 0 | reclaimed_water_substitution_ratio | 0.4 | [None, 0.0] | [[250.0, 1250.0]] | TRUE
905 | 1.3356 | 6.0045 | 0.002864 | 1250 | 0 | reclaimed_water_substitution_ratio | 0.4 | [None, 0.0] | [[250.0, 1250.0]] | TRUE
906 | 1.1774 | 7.9535 | 0.0061112 | 1500 | 0 | reclaimed_water_substitution_ratio | 0.4 | [None, 0.0] | [[250.0, 1500.0]] | TRUE
907 | 1.1948 | 8.1314 | 0.0015831 | 1500 | 0 | reclaimed_water_substitution_ratio | 0.4 | [None, 0.0] | [[250.0, 1500.0]] | TRUE
908 | 1.1571 | 8.3053 | 0.0073212 | 1500 | 0 | reclaimed_water_substitution_ratio | 0.4 | [None, 0.0] | [[250.0, 1500.0]] | TRUE
909 | 1.1993 | 5.4864 | 0.0025102 | 1500 | 0 | reclaimed_water_substitution_ratio | 0.4 | [None, 0.0] | [[250.0, 1500.0]] | TRUE
910 | 1.1224 | 6.6067 | 0.00097453 | 1750 | 0 | reclaimed_water_substitution_ratio | 0.4 | [None, 0.0] | [[250.0, 1750.0]] | TRUE
911 | 1.3032 | 5.815 | 0.0046065 | 1250 | 0 | reclaimed_water_substitution_ratio | 0.4 | [None, 0.0] | [[250.0, 1250.0]] | TRUE
912 | 1.2686 | 8.1343 | 0.0076533 | 1250 | 0 | reclaimed_water_substitution_ratio | 0.4 | [None, 0.0] | [[250.0, 1250.0]] | TRUE
913 | 1.3593 | 3.2498 | 0.00099966 | 1250 | 0 | reclaimed_water_substitution_ratio | 0.4 | [None, 0.0] | [[250.0, 1250.0]] | TRUE
914 | 1.202 | 6.4701 | 0.0011004 | 1500 | 0 | reclaimed_water_substitution_ratio | 0.4 | [None, 0.0] | [[250.0, 1500.0]] | TRUE
915 | 1.2023 | 7.8639 | 0.0049312 | 1500 | 0 | reclaimed_water_substitution_ratio | 0.4 | [None, 0.0] | [[250.0, 1500.0]] | TRUE
916 | 1.2114 | 3.8729 | 0.0036793 | 1250 | 0 | reclaimed_water_substitution_ratio | 0.4 | [None, 0.0] | [[250.0, 1250.0]] | TRUE
917 | 1.2427 | 4.0674 | 0.002609 | 1250 | 0 | reclaimed_water_substitution_ratio | 0.4 | [None, 0.0] | [[250.0, 1250.0]] | TRUE
918 | 1.123 | 7.3314 | 0.0013856 | 1750 | 0 | reclaimed_water_substitution_ratio | 0.4 | [None, 0.0] | [[250.0, 1750.0]] | TRUE
919 | 1.3432 | 8.7617 | 0.0021565 | 1250 | 0 | reclaimed_water_substitution_ratio | 0.4 | [None, 0.0] | [[250.0, 1250.0]] | TRUE
920 | 1.2749 | 5.7086 | 0.0017744 | 1500 | 0 | reclaimed_water_substitution_ratio | 0.4 | [None, 0.0] | [[250.0, 1500.0]] | TRUE
921 | 1.1233 | 3.4894 | 0.0016611 | 1500 | 0 | reclaimed_water_substitution_ratio | 0.4 | [None, 0.0] | [[250.0, 1500.0]] | TRUE
922 | 1.264 | 8.697 | 0.0053094 | 1500 | 0 | reclaimed_water_substitution_ratio | 0.4 | [None, 0.0] | [[250.0, 1500.0]] | TRUE
923 | 1.3501 | 8.1139 | 0.0018096 | 1250 | 0 | reclaimed_water_substitution_ratio | 0.4 | [None, 0.0] | [[250.0, 1250.0]] | TRUE
924 | 1.215 | 7.7185 | 0.0062746 | 1500 | 0 | reclaimed_water_substitution_ratio | 0.4 | [None, 0.0] | [[250.0, 1500.0]] | TRUE
925 | 1.1548 | 4.3991 | 0.0020644 | 1500 | 0 | reclaimed_water_substitution_ratio | 0.4 | [None, 0.0] | [[250.0, 1500.0]] | TRUE
926 | 1.3036 | 4.1726 | 0.0058134 | 1250 | 0 | reclaimed_water_substitution_ratio | 0.4 | [None, 0.0] | [[250.0, 1250.0]] | TRUE
927 | 1.3054 | 5.3399 | 0.0039209 | 1250 | 0 | reclaimed_water_substitution_ratio | 0.4 | [None, 0.0] | [[250.0, 1250.0]] | TRUE
928 | 1.2299 | 8.037 | 0.0065383 | 1500 | 0 | reclaimed_water_substitution_ratio | 0.4 | [None, 0.0] | [[250.0, 1500.0]] | TRUE
929 | 1.3389 | 5.4428 | 0.003349 | 1250 | 0 | reclaimed_water_substitution_ratio | 0.4 | [None, 0.0] | [[250.0, 1250.0]] | TRUE
930 | 1.2372 | 8.8933 | 0.0063006 | 1500 | 0 | reclaimed_water_substitution_ratio | 0.4 | [None, 0.0] | [[250.0, 1500.0]] | TRUE
931 | 1.208 | 8.5336 | 0.0079505 | 1500 | 0 | reclaimed_water_substitution_ratio | 0.4 | [None, 0.0] | [[250.0, 1500.0]] | TRUE
932 | 1.3342 | 5.5339 | 0.00070525 | 1250 | 0 | reclaimed_water_substitution_ratio | 0.4 | [None, 0.0] | [[250.0, 1250.0]] | TRUE
933 | 1.3085 | 6.9426 | 0.0052916 | 1250 | 0 | reclaimed_water_substitution_ratio | 0.4 | [None, 0.0] | [[250.0, 1250.0]] | TRUE
934 | 1.2134 | 8.3732 | 0.0025306 | 1500 | 0 | reclaimed_water_substitution_ratio | 0.4 | [None, 0.0] | [[250.0, 1500.0]] | TRUE
935 | 1.1849 | 6.0666 | 0.0060651 | 1500 | 0 | reclaimed_water_substitution_ratio | 0.4 | [None, 0.0] | [[250.0, 1500.0]] | TRUE
936 | 1.2375 | 7.2323 | 0.006364 | 1500 | 0 | reclaimed_water_substitution_ratio | 0.4 | [None, 0.0] | [[250.0, 1500.0]] | TRUE
937 | 1.2949 | 4.0732 | 0.0075308 | 1250 | 0 | reclaimed_water_substitution_ratio | 0.4 | [None, 0.0] | [[250.0, 1250.0]] | TRUE
938 | 1.2283 | 4.1262 | 0.0013692 | 1500 | 0 | reclaimed_water_substitution_ratio | 0.4 | [None, 0.0] | [[250.0, 1500.0]] | TRUE
939 | 1.1774 | 7.3876 | 0.0067907 | 1500 | 0 | reclaimed_water_substitution_ratio | 0.4 | [None, 0.0] | [[250.0, 1500.0]] | TRUE
940 | 1.3379 | 4.8986 | 0.00050667 | 1250 | 0 | reclaimed_water_substitution_ratio | 0.4 | [None, 0.0] | [[250.0, 1250.0]] | TRUE
941 | 1.1525 | 7.3008 | 0.007002 | 1500 | 0 | reclaimed_water_substitution_ratio | 0.4 | [None, 0.0] | [[250.0, 1500.0]] | TRUE
942 | 1.2966 | 8.9553 | 0.0015529 | 1500 | 0 | reclaimed_water_substitution_ratio | 0.4 | [None, 0.0] | [[250.0, 1500.0]] | TRUE
943 | 1.3132 | 5.6914 | 0.0011144 | 1500 | 0 | reclaimed_water_substitution_ratio | 0.4 | [None, 0.0] | [[250.0, 1500.0]] | TRUE
944 | 1.3305 | 7.8062 | 0.0037974 | 1250 | 0 | reclaimed_water_substitution_ratio | 0.4 | [None, 0.0] | [[250.0, 1250.0]] | TRUE
945 | 1.1369 | 3.7984 | 0.0032643 | 1500 | 0 | reclaimed_water_substitution_ratio | 0.4 | [None, 0.0] | [[250.0, 1500.0]] | TRUE
946 | 1.2114 | 3.0529 | 0.0014217 | 1250 | 0 | reclaimed_water_substitution_ratio | 0.4 | [None, 0.0] | [[250.0, 1250.0]] | TRUE
947 | 1.2907 | 4.9377 | 0.0056961 | 1250 | 0 | reclaimed_water_substitution_ratio | 0.4 | [None, 0.0] | [[250.0, 1250.0]] | TRUE
948 | 1.1447 | 8.4998 | 0.0050893 | 1500 | 0 | reclaimed_water_substitution_ratio | 0.4 | [None, 0.0] | [[250.0, 1500.0]] | TRUE
949 | 1.2135 | 5.3494 | 0.0041467 | 1500 | 0 | reclaimed_water_substitution_ratio | 0.4 | [None, 0.0] | [[250.0, 1500.0]] | TRUE
950 | 1.3338 | 4.5787 | 0.0042217 | 1250 | 0 | reclaimed_water_substitution_ratio | 0.4 | [None, 0.0] | [[250.0, 1250.0]] | TRUE
951 | 1.259 | 3.3222 | 0.0077464 | 1250 | 0 | reclaimed_water_substitution_ratio | 0.4 | [None, 0.0] | [[250.0, 1250.0]] | TRUE
952 | 1.2355 | 7.2001 | 0.0073181 | 1500 | 0 | reclaimed_water_substitution_ratio | 0.4 | [None, 0.0] | [[250.0, 1500.0]] | TRUE
953 | 1.3222 | 7.058 | 0.0066517 | 1250 | 0 | reclaimed_water_substitution_ratio | 0.4 | [None, 0.0] | [[250.0, 1250.0]] | TRUE
954 | 1.3538 | 4.0798 | 0.0077766 | 1250 | 0 | reclaimed_water_substitution_ratio | 0.4 | [None, 0.0] | [[250.0, 1250.0]] | TRUE
955 | 1.2361 | 6.8623 | 0.0036349 | 1500 | 0 | reclaimed_water_substitution_ratio | 0.4 | [None, 0.0] | [[250.0, 1500.0]] | TRUE
956 | 1.3421 | 7.3048 | 0.007186 | 1250 | 0 | reclaimed_water_substitution_ratio | 0.4 | [None, 0.0] | [[250.0, 1250.0]] | TRUE
957 | 1.1919 | 8.0362 | 0.0014863 | 1500 | 0 | reclaimed_water_substitution_ratio | 0.4 | [None, 0.0] | [[250.0, 1500.0]] | TRUE
958 | 1.2059 | 7.1236 | 0.0014361 | 1500 | 0 | reclaimed_water_substitution_ratio | 0.4 | [None, 0.0] | [[250.0, 1500.0]] | TRUE
959 | 1.3106 | 6.6671 | 0.0052781 | 1250 | 0 | reclaimed_water_substitution_ratio | 0.4 | [None, 0.0] | [[250.0, 1250.0]] | TRUE
960 | 1.338 | 3.9321 | 0.0018604 | 1250 | 0 | reclaimed_water_substitution_ratio | 0.4 | [None, 0.0] | [[250.0, 1250.0]] | TRUE
961 | 1.1598 | 4.2116 | 0.0005155 | 1500 | 0 | reclaimed_water_substitution_ratio | 0.4 | [None, 0.0] | [[250.0, 1500.0]] | TRUE
962 | 1.2541 | 7.5659 | 0.0076398 | 1500 | 0 | reclaimed_water_substitution_ratio | 0.4 | [None, 0.0] | [[250.0, 1500.0]] | TRUE
963 | 1.2005 | 7.6216 | 0.0056005 | 1500 | 0 | reclaimed_water_substitution_ratio | 0.4 | [None, 0.0] | [[250.0, 1500.0]] | TRUE
964 | 1.2078 | 3.2645 | 0.004608 | 1250 | 0 | reclaimed_water_substitution_ratio | 0.4 | [None, 0.0] | [[250.0, 1250.0]] | TRUE
965 | 1.1327 | 3.8134 | 0.00096534 | 1500 | 0 | reclaimed_water_substitution_ratio | 0.4 | [None, 0.0] | [[250.0, 1500.0]] | TRUE
966 | 1.1885 | 7.4406 | 0.0019763 | 1500 | 0 | reclaimed_water_substitution_ratio | 0.4 | [None, 0.0] | [[250.0, 1500.0]] | TRUE
967 | 1.3054 | 3.7803 | 0.0050209 | 1250 | 0 | reclaimed_water_substitution_ratio | 0.4 | [None, 0.0] | [[250.0, 1250.0]] | TRUE
968 | 1.1294 | 7.5851 | 0.0060392 | 1500 | 0 | reclaimed_water_substitution_ratio | 0.4 | [None, 0.0] | [[250.0, 1500.0]] | TRUE
969 | 1.2212 | 8.851 | 0.0029218 | 1500 | 0 | reclaimed_water_substitution_ratio | 0.4 | [None, 0.0] | [[250.0, 1500.0]] | TRUE
970 | 1.1606 | 3.9159 | 0.0073435 | 1500 | 0 | reclaimed_water_substitution_ratio | 0.4 | [None, 0.0] | [[250.0, 1500.0]] | TRUE
971 | 1.1839 | 8.3321 | 0.0028288 | 1500 | 0 | reclaimed_water_substitution_ratio | 0.4 | [None, 0.0] | [[250.0, 1500.0]] | TRUE
972 | 1.2019 | 6.7107 | 0.0027786 | 1500 | 0 | reclaimed_water_substitution_ratio | 0.4 | [None, 0.0] | [[250.0, 1500.0]] | TRUE
973 | 1.2679 | 8.2307 | 0.0071721 | 1500 | 0 | reclaimed_water_substitution_ratio | 0.4 | [None, 0.0] | [[250.0, 1500.0]] | TRUE
974 | 1.2961 | 3.5342 | 0.0062778 | 1250 | 0 | reclaimed_water_substitution_ratio | 0.4 | [None, 0.0] | [[250.0, 1250.0]] | TRUE
975 | 1.2664 | 8.7929 | 0.005345 | 1500 | 0 | reclaimed_water_substitution_ratio | 0.4 | [None, 0.0] | [[250.0, 1500.0]] | TRUE
976 | 1.1286 | 8.6366 | 0.0073585 | 1500 | 0 | reclaimed_water_substitution_ratio | 0.4 | [None, 0.0] | [[250.0, 1500.0]] | TRUE
977 | 1.2154 | 5.8131 | 0.0014449 | 1500 | 0 | reclaimed_water_substitution_ratio | 0.4 | [None, 0.0] | [[250.0, 1500.0]] | TRUE
978 | 1.3177 | 6.5546 | 0.005347 | 1250 | 0 | reclaimed_water_substitution_ratio | 0.4 | [None, 0.0] | [[250.0, 1250.0]] | TRUE
979 | 1.3157 | 5.7252 | 0.0013464 | 1500 | 0 | reclaimed_water_substitution_ratio | 0.4 | [None, 0.0] | [[250.0, 1500.0]] | TRUE
980 | 1.2946 | 4.9748 | 0.0030462 | 1250 | 0 | reclaimed_water_substitution_ratio | 0.4 | [None, 0.0] | [[250.0, 1250.0]] | TRUE
981 | 1.3492 | 6.753 | 0.00080408 | 1250 | 0 | reclaimed_water_substitution_ratio | 0.4 | [None, 0.0] | [[250.0, 1250.0]] | TRUE
982 | 1.2863 | 6.3098 | 0.0063931 | 1250 | 0 | reclaimed_water_substitution_ratio | 0.4 | [None, 0.0] | [[250.0, 1250.0]] | TRUE
983 | 1.3225 | 4.4742 | 0.0033705 | 1250 | 0 | reclaimed_water_substitution_ratio | 0.4 | [None, 0.0] | [[250.0, 1250.0]] | TRUE
984 | 1.2777 | 3.1965 | 0.0032268 | 1250 | 0 | reclaimed_water_substitution_ratio | 0.4 | [None, 0.0] | [[250.0, 1250.0]] | TRUE
985 | 1.3592 | 5.0086 | 0.005833 | 1250 | 0 | reclaimed_water_substitution_ratio | 0.4 | [None, 0.0] | [[250.0, 1250.0]] | TRUE
986 | 1.3041 | 6.3569 | 0.0023366 | 1500 | 0 | reclaimed_water_substitution_ratio | 0.4 | [None, 0.0] | [[250.0, 1500.0]] | TRUE
987 | 1.3438 | 6.0147 | 0.0034024 | 1250 | 0 | reclaimed_water_substitution_ratio | 0.4 | [None, 0.0] | [[250.0, 1250.0]] | TRUE
988 | 1.2095 | 7.6597 | 0.0057383 | 1500 | 0 | reclaimed_water_substitution_ratio | 0.4 | [None, 0.0] | [[250.0, 1500.0]] | TRUE
989 | 1.1208 | 3.0222 | 0.0076862 | 1250 | 0 | reclaimed_water_substitution_ratio | 0.4 | [None, 0.0] | [[250.0, 1250.0]] | TRUE
990 | 1.2982 | 4.668 | 0.0010008 | 1250 | 0 | reclaimed_water_substitution_ratio | 0.4 | [None, 0.0] | [[250.0, 1250.0]] | TRUE
991 | 1.2661 | 4.0478 | 0.004727 | 1250 | 0 | reclaimed_water_substitution_ratio | 0.4 | [None, 0.0] | [[250.0, 1250.0]] | TRUE
992 | 1.1427 | 4.336 | 0.00078852 | 1500 | 0 | reclaimed_water_substitution_ratio | 0.4 | [None, 0.0] | [[250.0, 1500.0]] | TRUE
993 | 1.1921 | 3.3688 | 0.0048292 | 1250 | 0 | reclaimed_water_substitution_ratio | 0.4 | [None, 0.0] | [[250.0, 1250.0]] | TRUE
994 | 1.3541 | 3.1064 | 0.0051387 | 1000 | 0 | reclaimed_water_substitution_ratio | 0.4 | [None, 0.0] | [[250.0, 1000.0]] | TRUE
995 | 1.2076 | 5.4399 | 0.0052905 | 1500 | 0 | reclaimed_water_substitution_ratio | 0.4 | [None, 0.0] | [[250.0, 1500.0]] | TRUE
996 | 1.2651 | 6.4219 | 0.0069811 | 1500 | 0 | reclaimed_water_substitution_ratio | 0.4 | [None, 0.0] | [[250.0, 1500.0]] | TRUE
997 | 1.193 | 3.791 | 0.0042483 | 1250 | 0 | reclaimed_water_substitution_ratio | 0.4 | [None, 0.0] | [[250.0, 1250.0]] | TRUE
998 | 1.3062 | 5.929 | 0.0062101 | 1250 | 0 | reclaimed_water_substitution_ratio | 0.4 | [None, 0.0] | [[250.0, 1250.0]] | TRUE
999 | 1.3077 | 3.4288 | 0.0060638 | 1250 | 0 | reclaimed_water_substitution_ratio | 0.4 | [None, 0.0] | [[250.0, 1250.0]] | TRUE
1000 | 1.3319 | 4.9941 | 0.0018326 | 1250 | 0 | reclaimed_water_substitution_ratio | 0.4 | [None, 0.0] | [[250.0, 1250.0]] | TRUE
1001 | 1.2971 | 4.3764 | 0.00072707 | 1250 | 0 | reclaimed_water_substitution_ratio | 0.4 | [None, 0.0] | [[250.0, 1250.0]] | TRUE
1002 | 1.1287 | 7.115 | 0.0026723 | 1500 | 0 | reclaimed_water_substitution_ratio | 0.4 | [None, 0.0] | [[250.0, 1500.0]] | TRUE
1003 | 1.3239 | 4.0049 | 0.0031383 | 1250 | 0 | reclaimed_water_substitution_ratio | 0.4 | [None, 0.0] | [[250.0, 1250.0]] | TRUE
1004 | 1.3109 | 6.8035 | 0.0055407 | 1250 | 0 | reclaimed_water_substitution_ratio | 0.4 | [None, 0.0] | [[250.0, 1250.0]] | TRUE
1005 | 1.3469 | 8.8562 | 0.00070165 | 1250 | 0 | reclaimed_water_substitution_ratio | 0.4 | [None, 0.0] | [[250.0, 1250.0]] | TRUE
1006 | 1.1482 | 8.9932 | 0.0054321 | 1500 | 0 | reclaimed_water_substitution_ratio | 0.4 | [None, 0.0] | [[250.0, 1500.0]] | TRUE
1007 | 1.1374 | 5.6647 | 0.0050671 | 1500 | 0 | reclaimed_water_substitution_ratio | 0.4 | [None, 0.0] | [[250.0, 1500.0]] | TRUE
1008 | 1.121 | 5.4366 | 0.0046874 | 1500 | 0 | reclaimed_water_substitution_ratio | 0.4 | [None, 0.0] | [[250.0, 1500.0]] | TRUE
1009 | 1.2983 | 8.3492 | 0.0068249 | 1250 | 0 | reclaimed_water_substitution_ratio | 0.4 | [None, 0.0] | [[250.0, 1250.0]] | TRUE
1010 | 1.2975 | 5.1656 | 0.0074612 | 1250 | 0 | reclaimed_water_substitution_ratio | 0.4 | [None, 0.0] | [[250.0, 1250.0]] | TRUE
1011 | 1.3321 | 6.2638 | 0.0019763 | 1250 | 0 | reclaimed_water_substitution_ratio | 0.4 | [None, 0.0] | [[250.0, 1250.0]] | TRUE
1012 | 1.2631 | 8.5541 | 0.0076246 | 1500 | 0 | reclaimed_water_substitution_ratio | 0.4 | [None, 0.0] | [[250.0, 1500.0]] | TRUE
1013 | 1.3327 | 5.8013 | 0.0072156 | 1250 | 0 | reclaimed_water_substitution_ratio | 0.4 | [None, 0.0] | [[250.0, 1250.0]] | TRUE
1014 | 1.2662 | 5.0779 | 0.0023354 | 1500 | 0 | reclaimed_water_substitution_ratio | 0.4 | [None, 0.0] | [[250.0, 1500.0]] | TRUE
1015 | 1.2728 | 6.6993 | 0.0019124 | 1500 | 0 | reclaimed_water_substitution_ratio | 0.4 | [None, 0.0] | [[250.0, 1500.0]] | TRUE
1016 | 1.2026 | 7.6263 | 0.0017992 | 1500 | 0 | reclaimed_water_substitution_ratio | 0.4 | [None, 0.0] | [[250.0, 1500.0]] | TRUE
1017 | 1.3543 | 8.9683 | 0.003138 | 1250 | 0 | reclaimed_water_substitution_ratio | 0.4 | [None, 0.0] | [[250.0, 1250.0]] | TRUE
1018 | 1.2569 | 6.5528 | 0.0054692 | 1500 | 0 | reclaimed_water_substitution_ratio | 0.4 | [None, 0.0] | [[250.0, 1500.0]] | TRUE
1019 | 1.2475 | 6.0428 | 0.0031395 | 1500 | 0 | reclaimed_water_substitution_ratio | 0.4 | [None, 0.0] | [[250.0, 1500.0]] | TRUE
1020 | 1.3387 | 7.2619 | 0.0037627 | 1250 | 0 | reclaimed_water_substitution_ratio | 0.4 | [None, 0.0] | [[250.0, 1250.0]] | TRUE
1021 | 1.2884 | 7.4543 | 0.0040212 | 1500 | 0 | reclaimed_water_substitution_ratio | 0.4 | [None, 0.0] | [[250.0, 1500.0]] | TRUE
1022 | 1.1297 | 4.8503 | 0.0055189 | 1500 | 0 | reclaimed_water_substitution_ratio | 0.4 | [None, 0.0] | [[250.0, 1500.0]] | TRUE
1023 | 1.2624 | 8.9441 | 0.0025035 | 1500 | 0 | reclaimed_water_substitution_ratio | 0.4 | [None, 0.0] | [[250.0, 1500.0]] | TRUE

## 08_不确定性_ha_probabilistic_large_
samples | workers | elapsed_seconds | seed | proposed_mw | bootstrap_iterations | p05 | p05_ci95 | p50 | p50_ci95 | p95 | p95_ci95 | exceedance_probability | exceedance_probability_ci95 | mean | std | distinct_thresholds | limiting_constraint_share.reclaimed_water_substitution_ratio | threshold_distribution.750 | threshold_distribution.1000 | threshold_distribution.1250
1024 | 24 | 922.6 | 20260918 | 1000 | 2000 | 750 | [750.0, 1000.0] | 1000 | [1000.0, 1000.0] | 1000 | [1000.0, 1000.0] | 0.0625 | [0.048828125, 0.078125] | 989.9902 | 72.2147 | [750.0, 1000.0, 1250.0] | 1 | 0.0625 | 0.915 | 0.0225

## 08_不确定性_co_probabilistic_large_
samples | workers | elapsed_seconds | seed | proposed_mw | bootstrap_iterations | p05 | p05_ci95 | p50 | p50_ci95 | p95 | p95_ci95 | exceedance_probability | exceedance_probability_ci95 | mean | std | distinct_thresholds | limiting_constraint_share.reclaimed_water_substitution_ratio | threshold_distribution.1000 | threshold_distribution.1250 | threshold_distribution.1500 | threshold_distribution.1750
1024 | 24 | 617.6 | 20260918 | 1000 | 2000 | 1250 | [1250.0, 1250.0] | 1500 | [1500.0, 1500.0] | 1500 | [1500.0, 1500.0] | 0 | [0.0, 0.0] | 1398.1934 | 131.9978 | [1000.0, 1250.0, 1500.0, 1750.0] | 1 | 0.0039 | 0.4141 | 0.5674 | 0.0146

## 08_不确定性_ha_probabilistic_correc
sample_id | components.AI_DC1.base_pue | components.AI_DC1.cooling.cycles_of_concentration | components.AI_DC1.temperature_coefficient | maximum_safe_ai_capacity_mw | first_failed_capacity_mw | limiting_constraint | constraint_margin | failed_constraints | limiting_constraint_basis | threshold_interval_mw | feasible_intervals_mw | reentrant_feasibility | policy_maximum_safe_ai_capacity_mw | policy_limiting_constraint
0 | 1.3505 | 3.519 | 0.0072165 | 900 | 950 | max_source_abstraction_ratio | 0.0024889 | [{'constraint': 'max_source_abstraction_ratio', 'actual': 0.9524888905157457, 'target': 0.95, 'operator': '<=', 'violation': 0.0024888905157457453, 'scaled_violation': 0.002619884753416574}] | maximum scale-free violation at first failed capacity | [900.0, 950.0] | [[0.0, 900.0]] | FALSE | 1100 | reclaimed_water_substitution_ratio
1 | 1.3434 | 8.8446 | 0.0078541 | 950 | 1000 | max_source_abstraction_ratio | 0.0018108 | [{'constraint': 'max_source_abstraction_ratio', 'actual': 0.9518107749568817, 'target': 0.95, 'operator': '<=', 'violation': 0.0018107749568817555, 'scaled_violation': 0.0019060789019807952}] | maximum scale-free violation at first failed capacity | [950.0, 1000.0] | [[0.0, 950.0]] | FALSE | 1150 | reclaimed_water_substitution_ratio
2 | 1.3507 | 4.6317 | 0.0077688 | 950 | 1000 | max_source_abstraction_ratio | 0.0024659 | [{'constraint': 'max_source_abstraction_ratio', 'actual': 0.9524658945273027, 'target': 0.95, 'operator': '<=', 'violation': 0.0024658945273027255, 'scaled_violation': 0.002595678449792343}] | maximum scale-free violation at first failed capacity | [950.0, 1000.0] | [[0.0, 950.0]] | FALSE | 1150 | reclaimed_water_substitution_ratio
3 | 1.1528 | 3.7844 | 0.0074497 | 1100 | 1150 | max_source_abstraction_ratio | 0.0069471 | [{'constraint': 'max_source_abstraction_ratio', 'actual': 0.9569470612561187, 'target': 0.95, 'operator': '<=', 'violation': 0.0069470612561187695, 'scaled_violation': 0.007312696059072389}, {'constraint': 'max_wtw_utilization', 'actual': 0.9535227425828671, 'target': 0.95, 'operator': '<=', 'violation': 0.003522742582867111, 'scaled_violation': 0.003708150087228538}] | maximum scale-free violation at first failed capacity | [1100.0, 1150.0] | [[0.0, 1100.0]] | FALSE | 1300 | reclaimed_water_substitution_ratio
4 | 1.2483 | 3.8522 | 0.0063527 | 1000 | 1050 | max_source_abstraction_ratio | 0.00089309 | [{'constraint': 'max_source_abstraction_ratio', 'actual': 0.9508930910763868, 'target': 0.95, 'operator': '<=', 'violation': 0.0008930910763867983, 'scaled_violation': 0.0009400958698808404}] | maximum scale-free violation at first failed capacity | [1000.0, 1050.0] | [[0.0, 1000.0]] | FALSE | 1200 | reclaimed_water_substitution_ratio
5 | 1.1963 | 3.2528 | 0.0022828 | 1050 | 1100 | max_source_abstraction_ratio | 0.0024962 | [{'constraint': 'max_source_abstraction_ratio', 'actual': 0.9524961937173708, 'target': 0.95, 'operator': '<=', 'violation': 0.002496193717370865, 'scaled_violation': 0.0026275723340745947}] | maximum scale-free violation at first failed capacity | [1050.0, 1100.0] | [[0.0, 1050.0]] | FALSE | 1200 | reclaimed_water_substitution_ratio
6 | 1.3506 | 3.4304 | 0.0073616 | 900 | 950 | max_source_abstraction_ratio | 0.0041435 | [{'constraint': 'max_source_abstraction_ratio', 'actual': 0.95414350240292, 'target': 0.95, 'operator': '<=', 'violation': 0.004143502402920052, 'scaled_violation': 0.00436158147675795}, {'constraint': 'max_wtw_utilization', 'actual': 0.950729215924051, 'target': 0.95, 'operator': '<=', 'violation': 0.0007292159240510632, 'scaled_violation': 0.000767595709527435}] | maximum scale-free violation at first failed capacity | [900.0, 950.0] | [[0.0, 900.0]] | FALSE | 1100 | reclaimed_water_substitution_ratio
7 | 1.2548 | 6.1178 | 0.00082158 | 1100 | 1150 | max_source_abstraction_ratio | 0.00055406 | [{'constraint': 'max_source_abstraction_ratio', 'actual': 0.9505540581622063, 'target': 0.95, 'operator': '<=', 'violation': 0.0005540581622063279, 'scaled_violation': 0.000583219118111924}] | maximum scale-free violation at first failed capacity | [1100.0, 1150.0] | [[0.0, 1100.0]] | FALSE | 1200 | reclaimed_water_substitution_ratio
8 | 1.3597 | 4.9088 | 0.0065171 | 950 | 1000 | max_source_abstraction_ratio | 0.001239 | [{'constraint': 'max_source_abstraction_ratio', 'actual': 0.9512389757330524, 'target': 0.95, 'operator': '<=', 'violation': 0.0012389757330524276, 'scaled_violation': 0.00130418498216045}] | maximum scale-free violation at first failed capacity | [950.0, 1000.0] | [[0.0, 950.0]] | FALSE | 1150 | reclaimed_water_substitution_ratio
9 | 1.1741 | 4.1706 | 0.00088072 | 1200 | 1250 | max_source_abstraction_ratio | 0.005036 | [{'constraint': 'max_source_abstraction_ratio', 'actual': 0.9550360229348351, 'target': 0.95, 'operator': '<=', 'violation': 0.005036022934835183, 'scaled_violation': 0.005301076773510719}, {'constraint': 'max_wtw_utilization', 'actual': 0.9516185426797927, 'target': 0.95, 'operator': '<=', 'violation': 0.0016185426797927782, 'scaled_violation': 0.001703729136623977}] | maximum scale-free violation at first failed capacity | [1200.0, 1250.0] | [[0.0, 1200.0]] | FALSE | 1300 | reclaimed_water_substitution_ratio
10 | 1.2046 | 8.0918 | 0.0043676 | 1100 | 1150 | max_source_abstraction_ratio | 0.001411 | [{'constraint': 'max_source_abstraction_ratio', 'actual': 0.9514109891927388, 'target': 0.95, 'operator': '<=', 'violation': 0.001410989192738854, 'scaled_violation': 0.0014852517818303727}] | maximum scale-free violation at first failed capacity | [1100.0, 1150.0] | [[0.0, 1100.0]] | FALSE | 1300 | reclaimed_water_substitution_ratio
11 | 1.218 | 5.7115 | 0.0031596 | 1100 | 1150 | max_source_abstraction_ratio | 0.00064923 | [{'constraint': 'max_source_abstraction_ratio', 'actual': 0.950649229801197, 'target': 0.95, 'operator': '<=', 'violation': 0.0006492298011970821, 'scaled_violation': 0.0006833997907337707}] | maximum scale-free violation at first failed capacity | [1100.0, 1150.0] | [[0.0, 1100.0]] | FALSE | 1250 | reclaimed_water_substitution_ratio
12 | 1.2071 | 5.4026 | 0.001058 | 1150 | 1200 | max_source_abstraction_ratio | 0.0017483 | [{'constraint': 'max_source_abstraction_ratio', 'actual': 0.9517483159751111, 'target': 0.95, 'operator': '<=', 'violation': 0.0017483159751111588, 'scaled_violation': 0.0018403326053801673}] | maximum scale-free violation at first failed capacity | [1150.0, 1200.0] | [[0.0, 1150.0]] | FALSE | 1250 | reclaimed_water_substitution_ratio
13 | 1.2572 | 3.4261 | 0.0065153 | 950 | 1000 | max_source_abstraction_ratio | 0.00023103 | [{'constraint': 'max_source_abstraction_ratio', 'actual': 0.9502310298560128, 'target': 0.95, 'operator': '<=', 'violation': 0.0002310298560128654, 'scaled_violation': 0.00024318932211880571}] | maximum scale-free violation at first failed capacity | [950.0, 1000.0] | [[0.0, 950.0]] | FALSE | 1150 | reclaimed_water_substitution_ratio
14 | 1.3462 | 5.8081 | 0.0026585 | 1000 | 1050 | max_source_abstraction_ratio | 0.00057671 | [{'constraint': 'max_source_abstraction_ratio', 'actual': 0.9505767073787696, 'target': 0.95, 'operator': '<=', 'violation': 0.0005767073787696919, 'scaled_violation': 0.0006070603987049388}] | maximum scale-free violation at first failed capacity | [1000.0, 1050.0] | [[0.0, 1000.0]] | FALSE | 1150 | reclaimed_water_substitution_ratio
15 | 1.2362 | 5.345 | 0.0014462 | 1150 | 1200 | max_source_abstraction_ratio | 0.0064606 | [{'constraint': 'max_source_abstraction_ratio', 'actual': 0.9564605819032269, 'target': 0.95, 'operator': '<=', 'violation': 0.0064605819032269585, 'scaled_violation': 0.006800612529712588}, {'constraint': 'max_wtw_utilization', 'actual': 0.9530380040371732, 'target': 0.95, 'operator': '<=', 'violation': 0.0030380040371732475, 'scaled_violation': 0.0031978989864981555}] | maximum scale-free violation at first failed capacity | [1150.0, 1200.0] | [[0.0, 1150.0]] | FALSE | 1250 | reclaimed_water_substitution_ratio
16 | 1.3167 | 5.4923 | 0.0076086 | 1000 | 1050 | max_source_abstraction_ratio | 0.0063892 | [{'constraint': 'max_source_abstraction_ratio', 'actual': 0.9563892005473187, 'target': 0.95, 'operator': '<=', 'violation': 0.00638920054731873, 'scaled_violation': 0.006725474260335505}, {'constraint': 'max_wtw_utilization', 'actual': 0.9529668781107656, 'target': 0.95, 'operator': '<=', 'violation': 0.0029668781107656805, 'scaled_violation': 0.003123029590279664}] | maximum scale-free violation at first failed capacity | [1000.0, 1050.0] | [[0.0, 1000.0]] | FALSE | 1200 | reclaimed_water_substitution_ratio
17 | 1.176 | 4.6728 | 0.0039235 | 1150 | 1200 | max_source_abstraction_ratio | 0.0037256 | [{'constraint': 'max_source_abstraction_ratio', 'actual': 0.9537255634626546, 'target': 0.95, 'operator': '<=', 'violation': 0.003725563462654624, 'scaled_violation': 0.003921645750162762}, {'constraint': 'max_wtw_utilization', 'actual': 0.9503127725274529, 'target': 0.95, 'operator': '<=', 'violation': 0.0003127725274529869, 'scaled_violation': 0.00032923423942419675}] | maximum scale-free violation at first failed capacity | [1150.0, 1200.0] | [[0.0, 1150.0]] | FALSE | 1300 | reclaimed_water_substitution_ratio
18 | 1.3344 | 3.251 | 0.0058808 | 900 | 950 | max_source_abstraction_ratio | 0.002677 | [{'constraint': 'max_source_abstraction_ratio', 'actual': 0.9526769655431264, 'target': 0.95, 'operator': '<=', 'violation': 0.002676965543126464, 'scaled_violation': 0.0028178584664489094}] | maximum scale-free violation at first failed capacity | [900.0, 950.0] | [[0.0, 900.0]] | FALSE | 1100 | reclaimed_water_substitution_ratio
19 | 1.2565 | 4.0985 | 0.0045721 | 1050 | 1100 | max_source_abstraction_ratio | 0.003257 | [{'constraint': 'max_source_abstraction_ratio', 'actual': 0.9532569748014049, 'target': 0.95, 'operator': '<=', 'violation': 0.003256974801404966, 'scaled_violation': 0.003428394527794701}] | maximum scale-free violation at first failed capacity | [1050.0, 1100.0] | [[0.0, 1050.0]] | FALSE | 1200 | reclaimed_water_substitution_ratio
20 | 1.1608 | 5.3258 | 0.0052444 | 1150 | 1200 | max_source_abstraction_ratio | 0.0045335 | [{'constraint': 'max_source_abstraction_ratio', 'actual': 0.9545335434310205, 'target': 0.95, 'operator': '<=', 'violation': 0.004533543431020526, 'scaled_violation': 0.004772150980021607}, {'constraint': 'max_wtw_utilization', 'actual': 0.9511178612377701, 'target': 0.95, 'operator': '<=', 'violation': 0.0011178612377701347, 'scaled_violation': 0.0011766960397580366}] | maximum scale-free violation at first failed capacity | [1150.0, 1200.0] | [[0.0, 1150.0]] | FALSE | 1350 | reclaimed_water_substitution_ratio
21 | 1.2205 | 7.7992 | 0.0035159 | 1100 | 1150 | max_source_abstraction_ratio | 0.0016967 | [{'constraint': 'max_source_abstraction_ratio', 'actual': 0.9516967016958219, 'target': 0.95, 'operator': '<=', 'violation': 0.0016967016958219228, 'scaled_violation': 0.0017860017850757082}] | maximum scale-free violation at first failed capacity | [1100.0, 1150.0] | [[0.0, 1100.0]] | FALSE | 1250 | reclaimed_water_substitution_ratio
22 | 1.1695 | 5.4892 | 0.0068883 | 1100 | 1150 | max_source_abstraction_ratio | 0.0020993 | [{'constraint': 'max_source_abstraction_ratio', 'actual': 0.952099334020548, 'target': 0.95, 'operator': '<=', 'violation': 0.0020993340205480715, 'scaled_violation': 0.002209825284787444}] | maximum scale-free violation at first failed capacity | [1100.0, 1150.0] | [[0.0, 1100.0]] | FALSE | 1350 | reclaimed_water_substitution_ratio
23 | 1.268 | 4.7199 | 0.005792 | 1050 | 1100 | max_source_abstraction_ratio | 0.004871 | [{'constraint': 'max_source_abstraction_ratio', 'actual': 0.9548710021516243, 'target': 0.95, 'operator': '<=', 'violation': 0.004871002151624393, 'scaled_violation': 0.005127370685920413}, {'constraint': 'max_wtw_utilization', 'actual': 0.9514541124033843, 'target': 0.95, 'operator': '<=', 'violation': 0.0014541124033843333, 'scaled_violation': 0.0015306446351414035}] | maximum scale-free violation at first failed capacity | [1050.0, 1100.0] | [[0.0, 1050.0]] | FALSE | 1250 | reclaimed_water_substitution_ratio
24 | 1.32 | 6.2416 | 0.0040293 | 1000 | 1050 | max_source_abstraction_ratio | 8.4643e-05 | [{'constraint': 'max_source_abstraction_ratio', 'actual': 0.9500846427062308, 'target': 0.95, 'operator': '<=', 'violation': 8.464270623087522e-05, 'scaled_violation': 8.909758550618445e-05}] | maximum scale-free violation at first failed capacity | [1000.0, 1050.0] | [[0.0, 1000.0]] | FALSE | 1150 | reclaimed_water_substitution_ratio
25 | 1.2628 | 6.148 | 0.0067212 | 1050 | 1100 | max_source_abstraction_ratio | 0.0060572 | [{'constraint': 'max_source_abstraction_ratio', 'actual': 0.9560572313435927, 'target': 0.95, 'operator': '<=', 'violation': 0.006057231343592706, 'scaled_violation': 0.006376032993255481}, {'constraint': 'max_wtw_utilization', 'actual': 0.9526360968184604, 'target': 0.95, 'operator': '<=', 'violation': 0.0026360968184604427, 'scaled_violation': 0.0027748387562741505}] | maximum scale-free violation at first failed capacity | [1050.0, 1100.0] | [[0.0, 1050.0]] | FALSE | 1250 | reclaimed_water_substitution_ratio
26 | 1.1627 | 8.5743 | 0.0038076 | 1150 | 1200 | max_source_abstraction_ratio | 0.0017062 | [{'constraint': 'max_source_abstraction_ratio', 'actual': 0.9517062160032105, 'target': 0.95, 'operator': '<=', 'violation': 0.0017062160032105256, 'scaled_violation': 0.001796016845484764}] | maximum scale-free violation at first failed capacity | [1150.0, 1200.0] | [[0.0, 1150.0]] | FALSE | 1350 | reclaimed_water_substitution_ratio
27 | 1.2216 | 5.2377 | 0.0014358 | 1150 | 1200 | max_source_abstraction_ratio | 0.004486 | [{'constraint': 'max_source_abstraction_ratio', 'actual': 0.9544859720067335, 'target': 0.95, 'operator': '<=', 'violation': 0.004485972006733507, 'scaled_violation': 0.004722075796561587}, {'constraint': 'max_wtw_utilization', 'actual': 0.9510704600420391, 'target': 0.95, 'operator': '<=', 'violation': 0.0010704600420391452, 'scaled_violation': 0.001126800044251732}] | maximum scale-free violation at first failed capacity | [1150.0, 1200.0] | [[0.0, 1150.0]] | FALSE | 1250 | reclaimed_water_substitution_ratio
28 | 1.2161 | 8.733 | 0.0023384 | 1150 | 1200 | max_source_abstraction_ratio | 0.0056779 | [{'constraint': 'max_source_abstraction_ratio', 'actual': 0.9556778963145466, 'target': 0.95, 'operator': '<=', 'violation': 0.005677896314546627, 'scaled_violation': 0.00597673296268066}, {'constraint': 'max_wtw_utilization', 'actual': 0.9522581191936805, 'target': 0.95, 'operator': '<=', 'violation': 0.0022581191936805745, 'scaled_violation': 0.0023769675722953416}] | maximum scale-free violation at first failed capacity | [1150.0, 1200.0] | [[0.0, 1150.0]] | FALSE | 1250 | reclaimed_water_substitution_ratio
29 | 1.2143 | 5.9559 | 0.0044045 | 1100 | 1150 | max_source_abstraction_ratio | 0.0027245 | [{'constraint': 'max_source_abstraction_ratio', 'actual': 0.9527245487774562, 'target': 0.95, 'operator': '<=', 'violation': 0.002724548777456204, 'scaled_violation': 0.002867946081532846}] | maximum scale-free violation at first failed capacity | [1100.0, 1150.0] | [[0.0, 1100.0]] | FALSE | 1300 | reclaimed_water_substitution_ratio
30 | 1.1585 | 8.5925 | 0.0043039 | 1150 | 1200 | max_source_abstraction_ratio | 0.0022072 | [{'constraint': 'max_source_abstraction_ratio', 'actual': 0.9522071697651119, 'target': 0.95, 'operator': '<=', 'violation': 0.002207169765111927, 'scaled_violation': 0.0023233365948546604}] | maximum scale-free violation at first failed capacity | [1150.0, 1200.0] | [[0.0, 1150.0]] | FALSE | 1350 | reclaimed_water_substitution_ratio
31 | 1.1521 | 6.4194 | 0.0021553 | 1200 | 1250 | max_source_abstraction_ratio | 0.0033527 | [{'constraint': 'max_source_abstraction_ratio', 'actual': 0.9533526983873299, 'target': 0.95, 'operator': '<=', 'violation': 0.0033526983873299887, 'scaled_violation': 0.003529156197189462}] | maximum scale-free violation at first failed capacity | [1200.0, 1250.0] | [[0.0, 1200.0]] | FALSE | 1350 | reclaimed_water_substitution_ratio
32 | 1.2982 | 4.3083 | 0.0050935 | 1050 | 1100 | max_source_abstraction_ratio | 0.007325 | [{'constraint': 'max_source_abstraction_ratio', 'actual': 0.9573249790667356, 'target': 0.95, 'operator': '<=', 'violation': 0.007324979066735682, 'scaled_violation': 0.007710504280774402}, {'constraint': 'max_wtw_utilization', 'actual': 0.9538993080605617, 'target': 0.95, 'operator': '<=', 'violation': 0.0038993080605617125, 'scaled_violation': 0.004104534800591276}] | maximum scale-free violation at first failed capacity | [1050.0, 1100.0] | [[0.0, 1050.0]] | FALSE | 1200 | reclaimed_water_substitution_ratio
33 | 1.1723 | 6.5485 | 0.0079612 | 1100 | 1150 | max_source_abstraction_ratio | 0.0046464 | [{'constraint': 'max_source_abstraction_ratio', 'actual': 0.9546463676852347, 'target': 0.95, 'operator': '<=', 'violation': 0.004646367685234742, 'scaled_violation': 0.004890913352878676}, {'constraint': 'max_wtw_utilization', 'actual': 0.9512302817641123, 'target': 0.95, 'operator': '<=', 'violation': 0.0012302817641123287, 'scaled_violation': 0.0012950334359077146}] | maximum scale-free violation at first failed capacity | [1100.0, 1150.0] | [[0.0, 1100.0]] | FALSE | 1350 | reclaimed_water_substitution_ratio
34 | 1.2244 | 4.9958 | 0.0075107 | 1050 | 1100 | max_source_abstraction_ratio | 0.0029103 | [{'constraint': 'max_source_abstraction_ratio', 'actual': 0.9529103301633512, 'target': 0.95, 'operator': '<=', 'violation': 0.0029103301633512935, 'scaled_violation': 0.003063505435106625}] | maximum scale-free violation at first failed capacity | [1050.0, 1100.0] | [[0.0, 1050.0]] | FALSE | 1250 | reclaimed_water_substitution_ratio
35 | 1.2187 | 4.5027 | 0.0057539 | 1100 | 1150 | max_source_abstraction_ratio | 0.0060497 | [{'constraint': 'max_source_abstraction_ratio', 'actual': 0.9560496652884055, 'target': 0.95, 'operator': '<=', 'violation': 0.006049665288405559, 'scaled_violation': 0.006368068724637431}, {'constraint': 'max_wtw_utilization', 'actual': 0.9526285578374816, 'target': 0.95, 'operator': '<=', 'violation': 0.0026285578374816154, 'scaled_violation': 0.002766902986822753}] | maximum scale-free violation at first failed capacity | [1100.0, 1150.0] | [[0.0, 1100.0]] | FALSE | 1300 | reclaimed_water_substitution_ratio
36 | 1.1844 | 8.1836 | 0.0065371 | 1100 | 1150 | max_source_abstraction_ratio | 0.0032738 | [{'constraint': 'max_source_abstraction_ratio', 'actual': 0.9532737567584418, 'target': 0.95, 'operator': '<=', 'violation': 0.0032737567584418814, 'scaled_violation': 0.0034460597457282964}] | maximum scale-free violation at first failed capacity | [1100.0, 1150.0] | [[0.0, 1100.0]] | FALSE | 1300 | reclaimed_water_substitution_ratio
37 | 1.3004 | 4.3372 | 0.0014594 | 1050 | 1100 | max_source_abstraction_ratio | 0.00034347 | [{'constraint': 'max_source_abstraction_ratio', 'actual': 0.9503434660431466, 'target': 0.95, 'operator': '<=', 'violation': 0.0003434660431466119, 'scaled_violation': 0.00036154320331222305}] | maximum scale-free violation at first failed capacity | [1050.0, 1100.0] | [[0.0, 1050.0]] | FALSE | 1200 | reclaimed_water_substitution_ratio
38 | 1.2427 | 3.5976 | 0.005708 | 1000 | 1050 | max_source_abstraction_ratio | 0.0022704 | [{'constraint': 'max_source_abstraction_ratio', 'actual': 0.9522704211449171, 'target': 0.95, 'operator': '<=', 'violation': 0.0022704211449171563, 'scaled_violation': 0.0023899169946496384}] | maximum scale-free violation at first failed capacity | [1000.0, 1050.0] | [[0.0, 1000.0]] | FALSE | 1200 | reclaimed_water_substitution_ratio
39 | 1.1897 | 8.4889 | 0.0079898 | 1100 | 1150 | max_source_abstraction_ratio | 0.0069275 | [{'constraint': 'max_source_abstraction_ratio', 'actual': 0.9569275085414417, 'target': 0.95, 'operator': '<=', 'violation': 0.006927508541441751, 'scaled_violation': 0.007292114254149213}, {'constraint': 'max_wtw_utilization', 'actual': 0.9535032598352015, 'target': 0.95, 'operator': '<=', 'violation': 0.0035032598352015, 'scaled_violation': 0.0036876419317910525}] | maximum scale-free violation at first failed capacity | [1100.0, 1150.0] | [[0.0, 1100.0]] | FALSE | 1300 | reclaimed_water_substitution_ratio
40 | 1.2912 | 5.4722 | 0.0053919 | 1050 | 1100 | max_source_abstraction_ratio | 0.0069265 | [{'constraint': 'max_source_abstraction_ratio', 'actual': 0.9569265252473698, 'target': 0.95, 'operator': '<=', 'violation': 0.006926525247369808, 'scaled_violation': 0.007291079207757693}, {'constraint': 'max_wtw_utilization', 'actual': 0.9535022800597277, 'target': 0.95, 'operator': '<=', 'violation': 0.003502280059727747, 'scaled_violation': 0.003686610589187102}] | maximum scale-free violation at first failed capacity | [1050.0, 1100.0] | [[0.0, 1050.0]] | FALSE | 1200 | reclaimed_water_substitution_ratio
41 | 1.3032 | 5.4114 | 0.0065079 | 1000 | 1050 | max_source_abstraction_ratio | 0.0027562 | [{'constraint': 'max_source_abstraction_ratio', 'actual': 0.952756164988081, 'target': 0.95, 'operator': '<=', 'violation': 0.002756164988081067, 'scaled_violation': 0.0029012263032432285}] | maximum scale-free violation at first failed capacity | [1000.0, 1050.0] | [[0.0, 1000.0]] | FALSE | 1200 | reclaimed_water_substitution_ratio
42 | 1.1274 | 7.0099 | 0.00071805 | 1250 | 1300 | max_source_abstraction_ratio | 0.0030471 | [{'constraint': 'max_source_abstraction_ratio', 'actual': 0.9530471205295374, 'target': 0.95, 'operator': '<=', 'violation': 0.0030471205295374837, 'scaled_violation': 0.003207495294249983}] | maximum scale-free violation at first failed capacity | [1250.0, 1300.0] | [[0.0, 1250.0]] | FALSE | 1350 | reclaimed_water_substitution_ratio
43 | 1.2792 | 4.6187 | 0.0067427 | 1000 | 1050 | max_source_abstraction_ratio | 0.00039936 | [{'constraint': 'max_source_abstraction_ratio', 'actual': 0.950399364898061, 'target': 0.95, 'operator': '<=', 'violation': 0.0003993648980610276, 'scaled_violation': 0.00042038410322213434}] | maximum scale-free violation at first failed capacity | [1000.0, 1050.0] | [[0.0, 1000.0]] | FALSE | 1200 | reclaimed_water_substitution_ratio
44 | 1.1213 | 6.0876 | 0.0051468 | 1200 | 1250 | max_source_abstraction_ratio | 0.0057424 | [{'constraint': 'max_source_abstraction_ratio', 'actual': 0.9557424282035857, 'target': 0.95, 'operator': '<=', 'violation': 0.0057424282035857255, 'scaled_violation': 0.006044661266932343}, {'constraint': 'max_wtw_utilization', 'actual': 0.9523224201632031, 'target': 0.95, 'operator': '<=', 'violation': 0.002322420163203165, 'scaled_violation': 0.0024446528033717527}] | maximum scale-free violation at first failed capacity | [1200.0, 1250.0] | [[0.0, 1200.0]] | FALSE | 1400 | reclaimed_water_substitution_ratio
45 | 1.2046 | 8.2685 | 0.0075742 | 1050 | 1100 | max_source_abstraction_ratio | 0.00062124 | [{'constraint': 'max_source_abstraction_ratio', 'actual': 0.9506212399372355, 'target': 0.95, 'operator': '<=', 'violation': 0.0006212399372355071, 'scaled_violation': 0.0006539367760373759}] | maximum scale-free violation at first failed capacity | [1050.0, 1100.0] | [[0.0, 1050.0]] | FALSE | 1300 | reclaimed_water_substitution_ratio
46 | 1.2242 | 8.3278 | 0.00098681 | 1150 | 1200 | max_source_abstraction_ratio | 0.0038753 | [{'constraint': 'max_source_abstraction_ratio', 'actual': 0.9538752698572737, 'target': 0.95, 'operator': '<=', 'violation': 0.003875269857273711, 'scaled_violation': 0.00407923142870917}, {'constraint': 'max_wtw_utilization', 'actual': 0.9504619432159467, 'target': 0.95, 'operator': '<=', 'violation': 0.00046194321594672516, 'scaled_violation': 0.0004862560167860265}] | maximum scale-free violation at first failed capacity | [1150.0, 1200.0] | [[0.0, 1150.0]] | FALSE | 1250 | reclaimed_water_substitution_ratio
47 | 1.3134 | 3.7248 | 0.0055736 | 950 | 1000 | max_source_abstraction_ratio | 0.00075628 | [{'constraint': 'max_source_abstraction_ratio', 'actual': 0.950756282462994, 'target': 0.95, 'operator': '<=', 'violation': 0.0007562824629940845, 'scaled_violation': 0.000796086803151668}] | maximum scale-free violation at first failed capacity | [950.0, 1000.0] | [[0.0, 950.0]] | FALSE | 1150 | reclaimed_water_substitution_ratio
48 | 1.2015 | 5.5146 | 0.0077431 | 1050 | 1100 | max_source_abstraction_ratio | 0.00057482 | [{'constraint': 'max_source_abstraction_ratio', 'actual': 0.9505748249361249, 'target': 0.95, 'operator': '<=', 'violation': 0.0005748249361249291, 'scaled_violation': 0.0006050788801315043}] | maximum scale-free violation at first failed capacity | [1050.0, 1100.0] | [[0.0, 1050.0]] | FALSE | 1300 | reclaimed_water_substitution_ratio
49 | 1.2338 | 6.756 | 0.0064742 | 1050 | 1100 | max_source_abstraction_ratio | 0.00203 | [{'constraint': 'max_source_abstraction_ratio', 'actual': 0.9520299924746612, 'target': 0.95, 'operator': '<=', 'violation': 0.0020299924746612907, 'scaled_violation': 0.0021368341838539904}] | maximum scale-free violation at first failed capacity | [1050.0, 1100.0] | [[0.0, 1050.0]] | FALSE | 1250 | reclaimed_water_substitution_ratio
50 | 1.2874 | 5.4086 | 0.0022345 | 1050 | 1100 | max_source_abstraction_ratio | 0.00027289 | [{'constraint': 'max_source_abstraction_ratio', 'actual': 0.9502728924781596, 'target': 0.95, 'operator': '<=', 'violation': 0.00027289247815964757, 'scaled_violation': 0.0002872552401680501}] | maximum scale-free violation at first failed capacity | [1050.0, 1100.0] | [[0.0, 1050.0]] | FALSE | 1200 | reclaimed_water_substitution_ratio
51 | 1.3398 | 7.1095 | 0.0061887 | 1000 | 1050 | max_source_abstraction_ratio | 0.0064323 | [{'constraint': 'max_source_abstraction_ratio', 'actual': 0.9564322890448453, 'target': 0.95, 'operator': '<=', 'violation': 0.006432289044845385, 'scaled_violation': 0.006770830573521458}, {'constraint': 'max_wtw_utilization', 'actual': 0.9530098124213443, 'target': 0.95, 'operator': '<=', 'violation': 0.003009812421344349, 'scaled_violation': 0.0031682236014151043}] | maximum scale-free violation at first failed capacity | [1000.0, 1050.0] | [[0.0, 1000.0]] | FALSE | 1150 | reclaimed_water_substitution_ratio
52 | 1.2059 | 4.6457 | 0.0044763 | 1100 | 1150 | max_source_abstraction_ratio | 0.0017974 | [{'constraint': 'max_source_abstraction_ratio', 'actual': 0.9517974453379927, 'target': 0.95, 'operator': '<=', 'violation': 0.0017974453379927535, 'scaled_violation': 0.0018920477242028986}] | maximum scale-free violation at first failed capacity | [1100.0, 1150.0] | [[0.0, 1100.0]] | FALSE | 1300 | reclaimed_water_substitution_ratio
53 | 1.3552 | 3.9831 | 0.0040465 | 1000 | 1050 | max_source_abstraction_ratio | 0.007705 | [{'constraint': 'max_source_abstraction_ratio', 'actual': 0.9577049574009334, 'target': 0.95, 'operator': '<=', 'violation': 0.007704957400933465, 'scaled_violation': 0.008110481474666807}, {'constraint': 'max_wtw_utilization', 'actual': 0.954277926688504, 'target': 0.95, 'operator': '<=', 'violation': 0.004277926688504019, 'scaled_violation': 0.004503080724741073}] | maximum scale-free violation at first failed capacity | [1000.0, 1050.0] | [[0.0, 1000.0]] | FALSE | 1100 | reclaimed_water_substitution_ratio
54 | 1.2685 | 8.4392 | 0.0041865 | 1050 | 1100 | max_source_abstraction_ratio | 0.0017859 | [{'constraint': 'max_source_abstraction_ratio', 'actual': 0.9517858822818539, 'target': 0.95, 'operator': '<=', 'violation': 0.0017858822818539455, 'scaled_violation': 0.001879876086162048}] | maximum scale-free violation at first failed capacity | [1050.0, 1100.0] | [[0.0, 1050.0]] | FALSE | 1200 | reclaimed_water_substitution_ratio
55 | 1.2714 | 3.8041 | 0.0063828 | 1000 | 1050 | max_source_abstraction_ratio | 0.0043162 | [{'constraint': 'max_source_abstraction_ratio', 'actual': 0.954316219202329, 'target': 0.95, 'operator': '<=', 'violation': 0.004316219202329052, 'scaled_violation': 0.004543388634030582}, {'constraint': 'max_wtw_utilization', 'actual': 0.9509013146773996, 'target': 0.95, 'operator': '<=', 'violation': 0.0009013146773996228, 'scaled_violation': 0.000948752291999603}] | maximum scale-free violation at first failed capacity | [1000.0, 1050.0] | [[0.0, 1000.0]] | FALSE | 1200 | reclaimed_water_substitution_ratio
56 | 1.3203 | 4.7538 | 0.0069327 | 1000 | 1050 | max_source_abstraction_ratio | 0.0055513 | [{'constraint': 'max_source_abstraction_ratio', 'actual': 0.9555512835854221, 'target': 0.95, 'operator': '<=', 'violation': 0.005551283585422118, 'scaled_violation': 0.005843456405707492}, {'constraint': 'max_wtw_utilization', 'actual': 0.9521319595328083, 'target': 0.95, 'operator': '<=', 'violation': 0.002131959532808314, 'scaled_violation': 0.0022441679292719095}] | maximum scale-free violation at first failed capacity | [1000.0, 1050.0] | [[0.0, 1000.0]] | FALSE | 1200 | reclaimed_water_substitution_ratio
57 | 1.3053 | 7.5229 | 0.0069823 | 1000 | 1050 | max_source_abstraction_ratio | 0.0038915 | [{'constraint': 'max_source_abstraction_ratio', 'actual': 0.9538914613310929, 'target': 0.95, 'operator': '<=', 'violation': 0.0038914613310929713, 'scaled_violation': 0.004096275085361023}, {'constraint': 'max_wtw_utilization', 'actual': 0.950478076750546, 'target': 0.95, 'operator': '<=', 'violation': 0.0004780767505460082, 'scaled_violation': 0.0005032386847852718}] | maximum scale-free violation at first failed capacity | [1000.0, 1050.0] | [[0.0, 1000.0]] | FALSE | 1200 | reclaimed_water_substitution_ratio
58 | 1.2991 | 8.0464 | 0.0048691 | 1050 | 1100 | max_source_abstraction_ratio | 0.0068616 | [{'constraint': 'max_source_abstraction_ratio', 'actual': 0.956861643817779, 'target': 0.95, 'operator': '<=', 'violation': 0.006861643817779095, 'scaled_violation': 0.007222782966083258}, {'constraint': 'max_wtw_utilization', 'actual': 0.953437630800442, 'target': 0.95, 'operator': '<=', 'violation': 0.0034376308004420153, 'scaled_violation': 0.003618558737307385}] | maximum scale-free violation at first failed capacity | [1050.0, 1100.0] | [[0.0, 1050.0]] | FALSE | 1200 | reclaimed_water_substitution_ratio
59 | 1.2175 | 5.66 | 0.0036671 | 1100 | 1150 | max_source_abstraction_ratio | 0.0016314 | [{'constraint': 'max_source_abstraction_ratio', 'actual': 0.9516313664822472, 'target': 0.95, 'operator': '<=', 'violation': 0.001631366482247265, 'scaled_violation': 0.001717227876049753}] | maximum scale-free violation at first failed capacity | [1100.0, 1150.0] | [[0.0, 1100.0]] | FALSE | 1250 | reclaimed_water_substitution_ratio
60 | 1.3033 | 7.6759 | 0.0040619 | 1050 | 1100 | max_source_abstraction_ratio | 0.0057972 | [{'constraint': 'max_source_abstraction_ratio', 'actual': 0.9557972041883426, 'target': 0.95, 'operator': '<=', 'violation': 0.0057972041883426195, 'scaled_violation': 0.006102320198255389}, {'constraint': 'max_wtw_utilization', 'actual': 0.9523770001387604, 'target': 0.95, 'operator': '<=', 'violation': 0.00237700013876041, 'scaled_violation': 0.0025021054092214845}] | maximum scale-free violation at first failed capacity | [1050.0, 1100.0] | [[0.0, 1050.0]] | FALSE | 1200 | reclaimed_water_substitution_ratio
61 | 1.1288 | 8.4159 | 0.0039466 | 1200 | 1250 | max_source_abstraction_ratio | 0.0041146 | [{'constraint': 'max_source_abstraction_ratio', 'actual': 0.9541145613966683, 'target': 0.95, 'operator': '<=', 'violation': 0.004114561396668326, 'scaled_violation': 0.004331117259650869}, {'constraint': 'max_wtw_utilization', 'actual': 0.9507003784796705, 'target': 0.95, 'operator': '<=', 'violation': 0.000700378479670527, 'scaled_violation': 0.0007372405049163443}] | maximum scale-free violation at first failed capacity | [1200.0, 1250.0] | [[0.0, 1200.0]] | FALSE | 1400 | reclaimed_water_substitution_ratio
62 | 1.345 | 5.9902 | 0.0028357 | 1000 | 1050 | max_source_abstraction_ratio | 0.00076186 | [{'constraint': 'max_source_abstraction_ratio', 'actual': 0.9507618558923056, 'target': 0.95, 'operator': '<=', 'violation': 0.0007618558923055962, 'scaled_violation': 0.000801953570847996}] | maximum scale-free violation at first failed capacity | [1000.0, 1050.0] | [[0.0, 1000.0]] | FALSE | 1150 | reclaimed_water_substitution_ratio
63 | 1.1959 | 5.0447 | 0.0050535 | 1100 | 1150 | max_source_abstraction_ratio | 0.0017138 | [{'constraint': 'max_source_abstraction_ratio', 'actual': 0.9517137865815664, 'target': 0.95, 'operator': '<=', 'violation': 0.001713786581566401, 'scaled_violation': 0.0018039858753330538}] | maximum scale-free violation at first failed capacity | [1100.0, 1150.0] | [[0.0, 1100.0]] | FALSE | 1300 | reclaimed_water_substitution_ratio
64 | 1.1573 | 5.8381 | 0.0033525 | 1150 | 1200 | max_source_abstraction_ratio | 2.3325e-05 | [{'constraint': 'max_source_abstraction_ratio', 'actual': 0.950023324560827, 'target': 0.95, 'operator': '<=', 'violation': 2.3324560827098217e-05, 'scaled_violation': 2.4552169291682335e-05}] | maximum scale-free violation at first failed capacity | [1150.0, 1200.0] | [[0.0, 1150.0]] | FALSE | 1350 | reclaimed_water_substitution_ratio
65 | 1.334 | 8.6211 | 0.0060844 | 1000 | 1050 | max_source_abstraction_ratio | 0.0055529 | [{'constraint': 'max_source_abstraction_ratio', 'actual': 0.9555529172815296, 'target': 0.95, 'operator': '<=', 'violation': 0.0055529172815296235, 'scaled_violation': 0.005845176085820657}, {'constraint': 'max_wtw_utilization', 'actual': 0.952133587382933, 'target': 0.95, 'operator': '<=', 'violation': 0.002133587382933011, 'scaled_violation': 0.002245881455718959}] | maximum scale-free violation at first failed capacity | [1000.0, 1050.0] | [[0.0, 1000.0]] | FALSE | 1150 | reclaimed_water_substitution_ratio
66 | 1.1822 | 3.6904 | 0.0013871 | 1150 | 1200 | max_source_abstraction_ratio | 0.0061264 | [{'constraint': 'max_source_abstraction_ratio', 'actual': 0.9561264190896978, 'target': 0.95, 'operator': '<=', 'violation': 0.006126419089697799, 'scaled_violation': 0.006448862199681894}, {'constraint': 'max_wtw_utilization', 'actual': 0.9527050369846307, 'target': 0.95, 'operator': '<=', 'violation': 0.00270503698463076, 'scaled_violation': 0.002847407352242905}] | maximum scale-free violation at first failed capacity | [1150.0, 1200.0] | [[0.0, 1150.0]] | FALSE | 1250 | reclaimed_water_substitution_ratio
67 | 1.2987 | 8.045 | 0.00095144 | 1100 | 1150 | max_source_abstraction_ratio | 0.0064327 | [{'constraint': 'max_source_abstraction_ratio', 'actual': 0.9564326884351405, 'target': 0.95, 'operator': '<=', 'violation': 0.0064326884351405544, 'scaled_violation': 0.006771250984358479}, {'constraint': 'max_wtw_utilization', 'actual': 0.9530102103824699, 'target': 0.95, 'operator': '<=', 'violation': 0.0030102103824699578, 'scaled_violation': 0.0031686425078631137}] | maximum scale-free violation at first failed capacity | [1100.0, 1150.0] | [[0.0, 1100.0]] | FALSE | 1200 | reclaimed_water_substitution_ratio
68 | 1.3435 | 4.4729 | 0.0006762 | 1050 | 1100 | max_source_abstraction_ratio | 0.0040711 | [{'constraint': 'max_source_abstraction_ratio', 'actual': 0.9540710636351769, 'target': 0.95, 'operator': '<=', 'violation': 0.0040710636351769525, 'scaled_violation': 0.004285330142291529}, {'constraint': 'max_wtw_utilization', 'actual': 0.9506570363696283, 'target': 0.95, 'operator': '<=', 'violation': 0.0006570363696283277, 'scaled_violation': 0.0006916172311877133}] | maximum scale-free violation at first failed capacity | [1050.0, 1100.0] | [[0.0, 1050.0]] | FALSE | 1150 | reclaimed_water_substitution_ratio
69 | 1.1405 | 5.1282 | 0.0019218 | 1200 | 1250 | max_source_abstraction_ratio | 0.0012196 | [{'constraint': 'max_source_abstraction_ratio', 'actual': 0.9512195896929798, 'target': 0.95, 'operator': '<=', 'violation': 0.001219589692979861, 'scaled_violation': 0.0012837786241893276}] | maximum scale-free violation at first failed capacity | [1200.0, 1250.0] | [[0.0, 1200.0]] | FALSE | 1350 | reclaimed_water_substitution_ratio
70 | 1.202 | 7.2927 | 0.0076962 | 1050 | 1100 | max_source_abstraction_ratio | 0.00054421 | [{'constraint': 'max_source_abstraction_ratio', 'actual': 0.9505442090240718, 'target': 0.95, 'operator': '<=', 'violation': 0.0005442090240718178, 'scaled_violation': 0.000572851604286124}] | maximum scale-free violation at first failed capacity | [1050.0, 1100.0] | [[0.0, 1050.0]] | FALSE | 1300 | reclaimed_water_substitution_ratio
71 | 1.261 | 7.7658 | 0.006595 | 1050 | 1100 | max_source_abstraction_ratio | 0.0055958 | [{'constraint': 'max_source_abstraction_ratio', 'actual': 0.9555957727173038, 'target': 0.95, 'operator': '<=', 'violation': 0.005595772717303826, 'scaled_violation': 0.005890287070846133}, {'constraint': 'max_wtw_utilization', 'actual': 0.9521762894657424, 'target': 0.95, 'operator': '<=', 'violation': 0.0021762894657424425, 'scaled_violation': 0.002290831016570992}] | maximum scale-free violation at first failed capacity | [1050.0, 1100.0] | [[0.0, 1050.0]] | FALSE | 1250 | reclaimed_water_substitution_ratio
72 | 1.2 | 6.0449 | 0.0069789 | 1100 | 1150 | max_source_abstraction_ratio | 0.0061782 | [{'constraint': 'max_source_abstraction_ratio', 'actual': 0.9561781873740702, 'target': 0.95, 'operator': '<=', 'violation': 0.006178187374070276, 'scaled_violation': 0.006503355130600292}, {'constraint': 'max_wtw_utilization', 'actual': 0.9527566200224938, 'target': 0.95, 'operator': '<=', 'violation': 0.002756620022493883, 'scaled_violation': 0.0029017052868356664}] | maximum scale-free violation at first failed capacity | [1100.0, 1150.0] | [[0.0, 1100.0]] | FALSE | 1300 | reclaimed_water_substitution_ratio
73 | 1.3104 | 5.9298 | 0.0022174 | 1050 | 1100 | max_source_abstraction_ratio | 0.003051 | [{'constraint': 'max_source_abstraction_ratio', 'actual': 0.9530509509896151, 'target': 0.95, 'operator': '<=', 'violation': 0.0030509509896151643, 'scaled_violation': 0.003211527357489647}] | maximum scale-free violation at first failed capacity | [1050.0, 1100.0] | [[0.0, 1050.0]] | FALSE | 1150 | reclaimed_water_substitution_ratio
74 | 1.2324 | 7.7087 | 0.0056804 | 1050 | 1100 | max_source_abstraction_ratio | 0.00030726 | [{'constraint': 'max_source_abstraction_ratio', 'actual': 0.9503072613135475, 'target': 0.95, 'operator': '<=', 'violation': 0.0003072613135475244, 'scaled_violation': 0.0003234329616289731}] | maximum scale-free violation at first failed capacity | [1050.0, 1100.0] | [[0.0, 1050.0]] | FALSE | 1250 | reclaimed_water_substitution_ratio
75 | 1.3079 | 4.2468 | 0.0032475 | 1050 | 1100 | max_source_abstraction_ratio | 0.0054762 | [{'constraint': 'max_source_abstraction_ratio', 'actual': 0.9554761900896662, 'target': 0.95, 'operator': '<=', 'violation': 0.005476190089666266, 'scaled_violation': 0.005764410620701333}, {'constraint': 'max_wtw_utilization', 'actual': 0.952057134749994, 'target': 0.95, 'operator': '<=', 'violation': 0.0020571347499940273, 'scaled_violation': 0.002165404999993713}] | maximum scale-free violation at first failed capacity | [1050.0, 1100.0] | [[0.0, 1050.0]] | FALSE | 1200 | reclaimed_water_substitution_ratio
76 | 1.2782 | 7.5804 | 0.0016576 | 1100 | 1150 | max_source_abstraction_ratio | 0.0052599 | [{'constraint': 'max_source_abstraction_ratio', 'actual': 0.9552598574855696, 'target': 0.95, 'operator': '<=', 'violation': 0.0052598574855696745, 'scaled_violation': 0.005536692090073342}, {'constraint': 'max_wtw_utilization', 'actual': 0.9518415762658105, 'target': 0.95, 'operator': '<=', 'violation': 0.0018415762658104962, 'scaled_violation': 0.0019385013324321014}] | maximum scale-free violation at first failed capacity | [1100.0, 1150.0] | [[0.0, 1100.0]] | FALSE | 1200 | reclaimed_water_substitution_ratio
77 | 1.3584 | 4.3786 | 0.0053724 | 1000 | 1050 | max_source_abstraction_ratio | 0.007069 | [{'constraint': 'max_source_abstraction_ratio', 'actual': 0.957068995514986, 'target': 0.95, 'operator': '<=', 'violation': 0.007068995514986076, 'scaled_violation': 0.007441047910511659}, {'constraint': 'max_wtw_utilization', 'actual': 0.9536442405148187, 'target': 0.95, 'operator': '<=', 'violation': 0.0036442405148187085, 'scaled_violation': 0.003836042647177588}] | maximum scale-free violation at first failed capacity | [1000.0, 1050.0] | [[0.0, 1000.0]] | FALSE | 1150 | reclaimed_water_substitution_ratio
78 | 1.1536 | 6.3963 | 0.0063653 | 1150 | 1200 | max_source_abstraction_ratio | 0.0059701 | [{'constraint': 'max_source_abstraction_ratio', 'actual': 0.9559700618038262, 'target': 0.95, 'operator': '<=', 'violation': 0.005970061803826199, 'scaled_violation': 0.006284275582974947}, {'constraint': 'max_wtw_utilization', 'actual': 0.9525492392042904, 'target': 0.95, 'operator': '<=', 'violation': 0.002549239204290399, 'scaled_violation': 0.0026834096887267357}] | maximum scale-free violation at first failed capacity | [1150.0, 1200.0] | [[0.0, 1150.0]] | FALSE | 1350 | reclaimed_water_substitution_ratio
79 | 1.1302 | 5.0198 | 0.0049553 | 1200 | 1250 | max_source_abstraction_ratio | 0.0065513 | [{'constraint': 'max_source_abstraction_ratio', 'actual': 0.9565513318033452, 'target': 0.95, 'operator': '<=', 'violation': 0.006551331803345217, 'scaled_violation': 0.0068961387403633865}, {'constraint': 'max_wtw_utilization', 'actual': 0.9531284291998109, 'target': 0.95, 'operator': '<=', 'violation': 0.0031284291998109337, 'scaled_violation': 0.003293083368222036}] | maximum scale-free violation at first failed capacity | [1200.0, 1250.0] | [[0.0, 1200.0]] | FALSE | 1400 | reclaimed_water_substitution_ratio
80 | 1.2552 | 6.8932 | 0.0057753 | 1050 | 1100 | max_source_abstraction_ratio | 0.0032748 | [{'constraint': 'max_source_abstraction_ratio', 'actual': 0.9532748076117347, 'target': 0.95, 'operator': '<=', 'violation': 0.003274807611734709, 'scaled_violation': 0.0034471659070891675}] | maximum scale-free violation at first failed capacity | [1050.0, 1100.0] | [[0.0, 1050.0]] | FALSE | 1250 | reclaimed_water_substitution_ratio
81 | 1.336 | 6.5208 | 0.0044865 | 1000 | 1050 | max_source_abstraction_ratio | 0.0027998 | [{'constraint': 'max_source_abstraction_ratio', 'actual': 0.9527997542171318, 'target': 0.95, 'operator': '<=', 'violation': 0.0027997542171318557, 'scaled_violation': 0.0029471097022440588}] | maximum scale-free violation at first failed capacity | [1000.0, 1050.0] | [[0.0, 1000.0]] | FALSE | 1150 | reclaimed_water_substitution_ratio
82 | 1.3276 | 6.47 | 0.00092426 | 1050 | 1100 | max_source_abstraction_ratio | 0.0026089 | [{'constraint': 'max_source_abstraction_ratio', 'actual': 0.9526089160872524, 'target': 0.95, 'operator': '<=', 'violation': 0.002608916087252444, 'scaled_violation': 0.002746227460265731}] | maximum scale-free violation at first failed capacity | [1050.0, 1100.0] | [[0.0, 1050.0]] | FALSE | 1150 | reclaimed_water_substitution_ratio
83 | 1.2139 | 6.3549 | 0.0031846 | 1100 | 1150 | max_source_abstraction_ratio | 0.00017541 | [{'constraint': 'max_source_abstraction_ratio', 'actual': 0.9501754130211936, 'target': 0.95, 'operator': '<=', 'violation': 0.00017541302119361557, 'scaled_violation': 0.00018464528546696378}] | maximum scale-free violation at first failed capacity | [1100.0, 1150.0] | [[0.0, 1100.0]] | FALSE | 1250 | reclaimed_water_substitution_ratio
84 | 1.231 | 8.5412 | 0.0024917 | 1100 | 1150 | max_source_abstraction_ratio | 0.00093628 | [{'constraint': 'max_source_abstraction_ratio', 'actual': 0.9509362839400011, 'target': 0.95, 'operator': '<=', 'violation': 0.0009362839400011147, 'scaled_violation': 0.0009855620421064365}] | maximum scale-free violation at first failed capacity | [1100.0, 1150.0] | [[0.0, 1100.0]] | FALSE | 1250 | reclaimed_water_substitution_ratio
85 | 1.2384 | 8.4526 | 0.0011539 | 1150 | 1200 | max_source_abstraction_ratio | 0.0061282 | [{'constraint': 'max_source_abstraction_ratio', 'actual': 0.9561281519063484, 'target': 0.95, 'operator': '<=', 'violation': 0.006128151906348411, 'scaled_violation': 0.006450686217208854}, {'constraint': 'max_wtw_utilization', 'actual': 0.9527067636006078, 'target': 0.95, 'operator': '<=', 'violation': 0.002706763600607842, 'scaled_violation': 0.0028492248427450973}] | maximum scale-free violation at first failed capacity | [1150.0, 1200.0] | [[0.0, 1150.0]] | FALSE | 1250 | reclaimed_water_substitution_ratio
86 | 1.3172 | 4.7432 | 0.0014055 | 1050 | 1100 | max_source_abstraction_ratio | 0.002287 | [{'constraint': 'max_source_abstraction_ratio', 'actual': 0.952286972650267, 'target': 0.95, 'operator': '<=', 'violation': 0.002286972650267005, 'scaled_violation': 0.0024073396318600054}] | maximum scale-free violation at first failed capacity | [1050.0, 1100.0] | [[0.0, 1050.0]] | FALSE | 1150 | reclaimed_water_substitution_ratio
87 | 1.1607 | 6.3709 | 0.0044885 | 1150 | 1200 | max_source_abstraction_ratio | 0.0029041 | [{'constraint': 'max_source_abstraction_ratio', 'actual': 0.9529040836650873, 'target': 0.95, 'operator': '<=', 'violation': 0.0029040836650873203, 'scaled_violation': 0.003056930173776127}] | maximum scale-free violation at first failed capacity | [1150.0, 1200.0] | [[0.0, 1150.0]] | FALSE | 1350 | reclaimed_water_substitution_ratio
88 | 1.1751 | 5.5053 | 0.00051978 | 1200 | 1250 | max_source_abstraction_ratio | 0.0029042 | [{'constraint': 'max_source_abstraction_ratio', 'actual': 0.9529042336611122, 'target': 0.95, 'operator': '<=', 'violation': 0.0029042336611122543, 'scaled_violation': 0.003057088064328689}] | maximum scale-free violation at first failed capacity | [1200.0, 1250.0] | [[0.0, 1200.0]] | FALSE | 1300 | reclaimed_water_substitution_ratio
89 | 1.2899 | 5.472 | 0.0035103 | 1050 | 1100 | max_source_abstraction_ratio | 0.0030785 | [{'constraint': 'max_source_abstraction_ratio', 'actual': 0.9530784512390605, 'target': 0.95, 'operator': '<=', 'violation': 0.0030784512390605867, 'scaled_violation': 0.0032404749884848284}] | maximum scale-free violation at first failed capacity | [1050.0, 1100.0] | [[0.0, 1050.0]] | FALSE | 1200 | reclaimed_water_substitution_ratio
90 | 1.24 | 8.6778 | 0.0061391 | 1050 | 1100 | max_source_abstraction_ratio | 0.00213 | [{'constraint': 'max_source_abstraction_ratio', 'actual': 0.952130000164268, 'target': 0.95, 'operator': '<=', 'violation': 0.002130000164268009, 'scaled_violation': 0.0022421054360715884}] | maximum scale-free violation at first failed capacity | [1050.0, 1100.0] | [[0.0, 1050.0]] | FALSE | 1250 | reclaimed_water_substitution_ratio
91 | 1.2704 | 4.1473 | 0.0068149 | 1000 | 1050 | max_source_abstraction_ratio | 0.0011688 | [{'constraint': 'max_source_abstraction_ratio', 'actual': 0.9511687670832183, 'target': 0.95, 'operator': '<=', 'violation': 0.0011687670832183361, 'scaled_violation': 0.0012302811402298275}] | maximum scale-free violation at first failed capacity | [1000.0, 1050.0] | [[0.0, 1000.0]] | FALSE | 1200 | reclaimed_water_substitution_ratio
92 | 1.3329 | 6.3878 | 0.0044337 | 1000 | 1050 | max_source_abstraction_ratio | 0.0023435 | [{'constraint': 'max_source_abstraction_ratio', 'actual': 0.9523435108072823, 'target': 0.95, 'operator': '<=', 'violation': 0.002343510807282345, 'scaled_violation': 0.0024668534813498373}] | maximum scale-free violation at first failed capacity | [1000.0, 1050.0] | [[0.0, 1000.0]] | FALSE | 1150 | reclaimed_water_substitution_ratio
93 | 1.1242 | 3.7087 | 0.001231 | 1200 | 1250 | max_source_abstraction_ratio | 0.0040972 | [{'constraint': 'max_source_abstraction_ratio', 'actual': 0.9540972163917053, 'target': 0.95, 'operator': '<=', 'violation': 0.0040972163917053495, 'scaled_violation': 0.004312859359689842}, {'constraint': 'max_wtw_utilization', 'actual': 0.9506830955416982, 'target': 0.95, 'operator': '<=', 'violation': 0.0006830955416982087, 'scaled_violation': 0.0007190479386296934}] | maximum scale-free violation at first failed capacity | [1200.0, 1250.0] | [[0.0, 1200.0]] | FALSE | 1300 | reclaimed_water_substitution_ratio
94 | 1.1972 | 5.8237 | 0.0039462 | 1150 | 1200 | max_source_abstraction_ratio | 0.006607 | [{'constraint': 'max_source_abstraction_ratio', 'actual': 0.9566069522014928, 'target': 0.95, 'operator': '<=', 'violation': 0.006606952201492877, 'scaled_violation': 0.00695468652788724}, {'constraint': 'max_wtw_utilization', 'actual': 0.9531838505671285, 'target': 0.95, 'operator': '<=', 'violation': 0.0031838505671285544, 'scaled_violation': 0.003351421649609005}] | maximum scale-free violation at first failed capacity | [1150.0, 1200.0] | [[0.0, 1150.0]] | FALSE | 1300 | reclaimed_water_substitution_ratio
95 | 1.1742 | 4.0511 | 0.0051909 | 1100 | 1150 | max_source_abstraction_ratio | 0.0018729 | [{'constraint': 'max_source_abstraction_ratio', 'actual': 0.9518728962303418, 'target': 0.95, 'operator': '<=', 'violation': 0.001872896230341814, 'scaled_violation': 0.001971469716149278}] | maximum scale-free violation at first failed capacity | [1100.0, 1150.0] | [[0.0, 1100.0]] | FALSE | 1300 | reclaimed_water_substitution_ratio
96 | 1.1967 | 5.5134 | 0.0048237 | 1100 | 1150 | max_source_abstraction_ratio | 0.0013416 | [{'constraint': 'max_source_abstraction_ratio', 'actual': 0.9513416232681529, 'target': 0.95, 'operator': '<=', 'violation': 0.0013416232681529028, 'scaled_violation': 0.0014122350191083188}] | maximum scale-free violation at first failed capacity | [1100.0, 1150.0] | [[0.0, 1100.0]] | FALSE | 1300 | reclaimed_water_substitution_ratio
97 | 1.1749 | 7.905 | 0.0067235 | 1100 | 1150 | max_source_abstraction_ratio | 0.0024464 | [{'constraint': 'max_source_abstraction_ratio', 'actual': 0.9524463957003813, 'target': 0.95, 'operator': '<=', 'violation': 0.0024463957003812986, 'scaled_violation': 0.00257515336882242}] | maximum scale-free violation at first failed capacity | [1100.0, 1150.0] | [[0.0, 1100.0]] | FALSE | 1350 | reclaimed_water_substitution_ratio
98 | 1.2687 | 8.46 | 0.00050615 | 1100 | 1150 | max_source_abstraction_ratio | 0.0016859 | [{'constraint': 'max_source_abstraction_ratio', 'actual': 0.951685864157038, 'target': 0.95, 'operator': '<=', 'violation': 0.0016858641570380861, 'scaled_violation': 0.001774593849513775}] | maximum scale-free violation at first failed capacity | [1100.0, 1150.0] | [[0.0, 1100.0]] | FALSE | 1200 | reclaimed_water_substitution_ratio
99 | 1.155 | 5.2816 | 0.0049024 | 1150 | 1200 | max_source_abstraction_ratio | 0.0030269 | [{'constraint': 'max_source_abstraction_ratio', 'actual': 0.9530269267677624, 'target': 0.95, 'operator': '<=', 'violation': 0.0030269267677623946, 'scaled_violation': 0.0031862387029077837}] | maximum scale-free violation at first failed capacity | [1150.0, 1200.0] | [[0.0, 1150.0]] | FALSE | 1350 | reclaimed_water_substitution_ratio
100 | 1.1692 | 6.0335 | 0.0069373 | 1100 | 1150 | max_source_abstraction_ratio | 0.0021586 | [{'constraint': 'max_source_abstraction_ratio', 'actual': 0.9521586370965417, 'target': 0.95, 'operator': '<=', 'violation': 0.002158637096541738, 'scaled_violation': 0.0022722495753070924}] | maximum scale-free violation at first failed capacity | [1100.0, 1150.0] | [[0.0, 1100.0]] | FALSE | 1350 | reclaimed_water_substitution_ratio
101 | 1.2768 | 4.6673 | 0.0076049 | 1000 | 1050 | max_source_abstraction_ratio | 0.0017313 | [{'constraint': 'max_source_abstraction_ratio', 'actual': 0.9517313330180796, 'target': 0.95, 'operator': '<=', 'violation': 0.001731333018079595, 'scaled_violation': 0.0018224558085048368}] | maximum scale-free violation at first failed capacity | [1000.0, 1050.0] | [[0.0, 1000.0]] | FALSE | 1200 | reclaimed_water_substitution_ratio
102 | 1.2257 | 4.181 | 0.0023097 | 1100 | 1150 | max_source_abstraction_ratio | 0.0012185 | [{'constraint': 'max_source_abstraction_ratio', 'actual': 0.9512184722147947, 'target': 0.95, 'operator': '<=', 'violation': 0.0012184722147947635, 'scaled_violation': 0.001282602331362909}] | maximum scale-free violation at first failed capacity | [1100.0, 1150.0] | [[0.0, 1100.0]] | FALSE | 1250 | reclaimed_water_substitution_ratio
103 | 1.2817 | 5.1709 | 0.0052679 | 1050 | 1100 | max_source_abstraction_ratio | 0.0055189 | [{'constraint': 'max_source_abstraction_ratio', 'actual': 0.9555188944201248, 'target': 0.95, 'operator': '<=', 'violation': 0.005518894420124876, 'scaled_violation': 0.005809362547499869}, {'constraint': 'max_wtw_utilization', 'actual': 0.9520996862682, 'target': 0.95, 'operator': '<=', 'violation': 0.0020996862682000073, 'scaled_violation': 0.0022101960717894813}] | maximum scale-free violation at first failed capacity | [1050.0, 1100.0] | [[0.0, 1050.0]] | FALSE | 1200 | reclaimed_water_substitution_ratio
104 | 1.143 | 7.7496 | 0.0054142 | 1150 | 1200 | max_source_abstraction_ratio | 0.0025139 | [{'constraint': 'max_source_abstraction_ratio', 'actual': 0.9525139231468576, 'target': 0.95, 'operator': '<=', 'violation': 0.0025139231468576106, 'scaled_violation': 0.002646234891429064}] | maximum scale-free violation at first failed capacity | [1150.0, 1200.0] | [[0.0, 1150.0]] | FALSE | 1350 | reclaimed_water_substitution_ratio
105 | 1.1353 | 5.8067 | 0.0044004 | 1200 | 1250 | max_source_abstraction_ratio | 0.0060209 | [{'constraint': 'max_source_abstraction_ratio', 'actual': 0.9560209100845494, 'target': 0.95, 'operator': '<=', 'violation': 0.0060209100845494135, 'scaled_violation': 0.006337800088999383}, {'constraint': 'max_wtw_utilization', 'actual': 0.9525999055306252, 'target': 0.95, 'operator': '<=', 'violation': 0.0025999055306252794, 'scaled_violation': 0.0027367426638160836}] | maximum scale-free violation at first failed capacity | [1200.0, 1250.0] | [[0.0, 1200.0]] | FALSE | 1350 | reclaimed_water_substitution_ratio
106 | 1.2684 | 6.1854 | 0.0032205 | 1100 | 1150 | max_source_abstraction_ratio | 0.0072057 | [{'constraint': 'max_source_abstraction_ratio', 'actual': 0.957205714884486, 'target': 0.95, 'operator': '<=', 'violation': 0.00720571488448607, 'scaled_violation': 0.007584963036301126}, {'constraint': 'max_wtw_utilization', 'actual': 0.9537804706506832, 'target': 0.95, 'operator': '<=', 'violation': 0.0037804706506832098, 'scaled_violation': 0.003979442790192853}] | maximum scale-free violation at first failed capacity | [1100.0, 1150.0] | [[0.0, 1100.0]] | FALSE | 1200 | reclaimed_water_substitution_ratio
107 | 1.3561 | 3.6302 | 0.0025471 | 950 | 1000 | max_source_abstraction_ratio | 0.0013317 | [{'constraint': 'max_source_abstraction_ratio', 'actual': 0.9513317409205301, 'target': 0.95, 'operator': '<=', 'violation': 0.0013317409205301223, 'scaled_violation': 0.0014018325479264447}] | maximum scale-free violation at first failed capacity | [950.0, 1000.0] | [[0.0, 950.0]] | FALSE | 1100 | reclaimed_water_substitution_ratio
108 | 1.3153 | 7.1619 | 0.004708 | 1000 | 1050 | max_source_abstraction_ratio | 0.00080796 | [{'constraint': 'max_source_abstraction_ratio', 'actual': 0.9508079618910935, 'target': 0.95, 'operator': '<=', 'violation': 0.000807961891093556, 'scaled_violation': 0.0008504862011511116}] | maximum scale-free violation at first failed capacity | [1000.0, 1050.0] | [[0.0, 1000.0]] | FALSE | 1200 | reclaimed_water_substitution_ratio
109 | 1.1231 | 7.5068 | 0.0015872 | 1250 | 1300 | max_source_abstraction_ratio | 0.0044441 | [{'constraint': 'max_source_abstraction_ratio', 'actual': 0.9544441410645218, 'target': 0.95, 'operator': '<=', 'violation': 0.004444141064521845, 'scaled_violation': 0.004678043225812468}, {'constraint': 'max_wtw_utilization', 'actual': 0.9510287787867666, 'target': 0.95, 'operator': '<=', 'violation': 0.0010287787867666598, 'scaled_violation': 0.001082925038701747}] | maximum scale-free violation at first failed capacity | [1250.0, 1300.0] | [[0.0, 1250.0]] | FALSE | 1350 | reclaimed_water_substitution_ratio
110 | 1.2336 | 8.4642 | 0.0020662 | 1100 | 1150 | max_source_abstraction_ratio | 0.00040244 | [{'constraint': 'max_source_abstraction_ratio', 'actual': 0.9504024434923987, 'target': 0.95, 'operator': '<=', 'violation': 0.00040244349239870747, 'scaled_violation': 0.00042362472884074475}] | maximum scale-free violation at first failed capacity | [1100.0, 1150.0] | [[0.0, 1100.0]] | FALSE | 1250 | reclaimed_water_substitution_ratio
111 | 1.2008 | 8.1971 | 0.0074521 | 1100 | 1150 | max_source_abstraction_ratio | 0.007243 | [{'constraint': 'max_source_abstraction_ratio', 'actual': 0.9572429647809239, 'target': 0.95, 'operator': '<=', 'violation': 0.0072429647809238995, 'scaled_violation': 0.007624173453604105}, {'constraint': 'max_wtw_utilization', 'actual': 0.9538175872528969, 'target': 0.95, 'operator': '<=', 'violation': 0.003817587252896937, 'scaled_violation': 0.004018512897786249}] | maximum scale-free violation at first failed capacity | [1100.0, 1150.0] | [[0.0, 1100.0]] | FALSE | 1300 | reclaimed_water_substitution_ratio
112 | 1.301 | 4.0145 | 0.0061383 | 1000 | 1050 | max_source_abstraction_ratio | 0.0049041 | [{'constraint': 'max_source_abstraction_ratio', 'actual': 0.9549040862302852, 'target': 0.95, 'operator': '<=', 'violation': 0.004904086230285265, 'scaled_violation': 0.005162196031879227}, {'constraint': 'max_wtw_utilization', 'actual': 0.9514870780946936, 'target': 0.95, 'operator': '<=', 'violation': 0.0014870780946936168, 'scaled_violation': 0.0015653453628353862}] | maximum scale-free violation at first failed capacity | [1000.0, 1050.0] | [[0.0, 1000.0]] | FALSE | 1150 | reclaimed_water_substitution_ratio
113 | 1.1402 | 5.446 | 0.0026975 | 1200 | 1250 | max_source_abstraction_ratio | 0.0029084 | [{'constraint': 'max_source_abstraction_ratio', 'actual': 0.952908396461359, 'target': 0.95, 'operator': '<=', 'violation': 0.0029083964613590974, 'scaled_violation': 0.003061469959325366}] | maximum scale-free violation at first failed capacity | [1200.0, 1250.0] | [[0.0, 1200.0]] | FALSE | 1350 | reclaimed_water_substitution_ratio
114 | 1.2769 | 8.1775 | 0.0048429 | 1050 | 1100 | max_source_abstraction_ratio | 0.004093 | [{'constraint': 'max_source_abstraction_ratio', 'actual': 0.9540929621241773, 'target': 0.95, 'operator': '<=', 'violation': 0.004092962124177313, 'scaled_violation': 0.00430838118334454}, {'constraint': 'max_wtw_utilization', 'actual': 0.950678856497549, 'target': 0.95, 'operator': '<=', 'violation': 0.000678856497549063, 'scaled_violation': 0.0007145857868937506}] | maximum scale-free violation at first failed capacity | [1050.0, 1100.0] | [[0.0, 1050.0]] | FALSE | 1200 | reclaimed_water_substitution_ratio
115 | 1.1256 | 4.4656 | 0.0017763 | 1250 | 1300 | max_source_abstraction_ratio | 0.0052355 | [{'constraint': 'max_source_abstraction_ratio', 'actual': 0.9552355303349709, 'target': 0.95, 'operator': '<=', 'violation': 0.005235530334970928, 'scaled_violation': 0.005511084563127293}, {'constraint': 'max_wtw_utilization', 'actual': 0.9518173361669615, 'target': 0.95, 'operator': '<=', 'violation': 0.0018173361669615584, 'scaled_violation': 0.0019129854389069037}] | maximum scale-free violation at first failed capacity | [1250.0, 1300.0] | [[0.0, 1250.0]] | FALSE | 1350 | reclaimed_water_substitution_ratio
116 | 1.1219 | 3.5122 | 0.0050796 | 1100 | 1150 | max_source_abstraction_ratio | 0.0015207 | [{'constraint': 'max_source_abstraction_ratio', 'actual': 0.9515206919084511, 'target': 0.95, 'operator': '<=', 'violation': 0.001520691908451166, 'scaled_violation': 0.001600728324685438}] | maximum scale-free violation at first failed capacity | [1100.0, 1150.0] | [[0.0, 1100.0]] | FALSE | 1300 | reclaimed_water_substitution_ratio
117 | 1.2771 | 6.7738 | 0.0052358 | 1050 | 1100 | max_source_abstraction_ratio | 0.0048904 | [{'constraint': 'max_source_abstraction_ratio', 'actual': 0.9548903592272009, 'target': 0.95, 'operator': '<=', 'violation': 0.0048903592272009355, 'scaled_violation': 0.005147746554948354}, {'constraint': 'max_wtw_utilization', 'actual': 0.9514734002120203, 'target': 0.95, 'operator': '<=', 'violation': 0.0014734002120203593, 'scaled_violation': 0.0015509475916003783}] | maximum scale-free violation at first failed capacity | [1050.0, 1100.0] | [[0.0, 1050.0]] | FALSE | 1200 | reclaimed_water_substitution_ratio
118 | 1.3111 | 8.2048 | 0.0044491 | 1050 | 1100 | max_source_abstraction_ratio | 0.0074992 | [{'constraint': 'max_source_abstraction_ratio', 'actual': 0.9574991886682176, 'target': 0.95, 'operator': '<=', 'violation': 0.007499188668217638, 'scaled_violation': 0.007893882808650145}, {'constraint': 'max_wtw_utilization', 'actual': 0.9540728942741724, 'target': 0.95, 'operator': '<=', 'violation': 0.004072894274172456, 'scaled_violation': 0.004287257130707849}] | maximum scale-free violation at first failed capacity | [1050.0, 1100.0] | [[0.0, 1050.0]] | FALSE | 1200 | reclaimed_water_substitution_ratio
119 | 1.1637 | 8.9565 | 0.0044414 | 1150 | 1200 | max_source_abstraction_ratio | 0.0031968 | [{'constraint': 'max_source_abstraction_ratio', 'actual': 0.9531967626040171, 'target': 0.95, 'operator': '<=', 'violation': 0.0031967626040171337, 'scaled_violation': 0.0033650132673864568}] | maximum scale-free violation at first failed capacity | [1150.0, 1200.0] | [[0.0, 1150.0]] | FALSE | 1350 | reclaimed_water_substitution_ratio
120 | 1.3009 | 8.3585 | 0.0018683 | 1050 | 1100 | max_source_abstraction_ratio | 0.0011993 | [{'constraint': 'max_source_abstraction_ratio', 'actual': 0.9511992620627155, 'target': 0.95, 'operator': '<=', 'violation': 0.0011992620627155892, 'scaled_violation': 0.0012623811186479887}] | maximum scale-free violation at first failed capacity | [1050.0, 1100.0] | [[0.0, 1050.0]] | FALSE | 1200 | reclaimed_water_substitution_ratio
121 | 1.2649 | 5.6675 | 0.007867 | 1000 | 1050 | max_source_abstraction_ratio | 0.00083789 | [{'constraint': 'max_source_abstraction_ratio', 'actual': 0.9508378910955143, 'target': 0.95, 'operator': '<=', 'violation': 0.0008378910955143537, 'scaled_violation': 0.0008819906268572145}] | maximum scale-free violation at first failed capacity | [1000.0, 1050.0] | [[0.0, 1000.0]] | FALSE | 1250 | reclaimed_water_substitution_ratio
122 | 1.3117 | 3.1556 | 0.0010522 | 950 | 1000 | max_source_abstraction_ratio | 0.00097087 | [{'constraint': 'max_source_abstraction_ratio', 'actual': 0.9509708669518586, 'target': 0.95, 'operator': '<=', 'violation': 0.0009708669518586621, 'scaled_violation': 0.0010219652124828023}] | maximum scale-free violation at first failed capacity | [950.0, 1000.0] | [[0.0, 950.0]] | FALSE | 1050 | reclaimed_water_substitution_ratio
123 | 1.3501 | 8.6614 | 0.00061118 | 1050 | 1100 | max_source_abstraction_ratio | 0.0047508 | [{'constraint': 'max_source_abstraction_ratio', 'actual': 0.9547507725263945, 'target': 0.95, 'operator': '<=', 'violation': 0.004750772526394553, 'scaled_violation': 0.005000813185678478}, {'constraint': 'max_wtw_utilization', 'actual': 0.951334313005246, 'target': 0.95, 'operator': '<=', 'violation': 0.0013343130052460017, 'scaled_violation': 0.0014045400055221072}] | maximum scale-free violation at first failed capacity | [1050.0, 1100.0] | [[0.0, 1050.0]] | FALSE | 1150 | reclaimed_water_substitution_ratio
124 | 1.1715 | 8.6178 | 0.0063698 | 1100 | 1150 | max_source_abstraction_ratio | 0.0012904 | [{'constraint': 'max_source_abstraction_ratio', 'actual': 0.9512903792732038, 'target': 0.95, 'operator': '<=', 'violation': 0.0012903792732038566, 'scaled_violation': 0.0013582939717935332}] | maximum scale-free violation at first failed capacity | [1100.0, 1150.0] | [[0.0, 1100.0]] | FALSE | 1350 | reclaimed_water_substitution_ratio
125 | 1.3355 | 8.0633 | 0.0018606 | 1050 | 1100 | max_source_abstraction_ratio | 0.0054119 | [{'constraint': 'max_source_abstraction_ratio', 'actual': 0.9554119089143746, 'target': 0.95, 'operator': '<=', 'violation': 0.005411908914374597, 'scaled_violation': 0.005696746225657471}, {'constraint': 'max_wtw_utilization', 'actual': 0.95199308359707, 'target': 0.95, 'operator': '<=', 'violation': 0.0019930835970700667, 'scaled_violation': 0.002097982733757965}] | maximum scale-free violation at first failed capacity | [1050.0, 1100.0] | [[0.0, 1050.0]] | FALSE | 1150 | reclaimed_water_substitution_ratio
126 | 1.3424 | 6.9347 | 0.0059139 | 1000 | 1050 | max_source_abstraction_ratio | 0.0062196 | [{'constraint': 'max_source_abstraction_ratio', 'actual': 0.9562195533942528, 'target': 0.95, 'operator': '<=', 'violation': 0.006219553394252841, 'scaled_violation': 0.006546898309739833}, {'constraint': 'max_wtw_utilization', 'actual': 0.9527978380194041, 'target': 0.95, 'operator': '<=', 'violation': 0.002797838019404142, 'scaled_violation': 0.00294509265200436}] | maximum scale-free violation at first failed capacity | [1000.0, 1050.0] | [[0.0, 1000.0]] | FALSE | 1150 | reclaimed_water_substitution_ratio
127 | 1.36 | 6.9733 | 0.007441 | 950 | 1000 | max_source_abstraction_ratio | 0.0029109 | [{'constraint': 'max_source_abstraction_ratio', 'actual': 0.9529108721513887, 'target': 0.95, 'operator': '<=', 'violation': 0.0029108721513887437, 'scaled_violation': 0.0030640759488302564}] | maximum scale-free violation at first failed capacity | [950.0, 1000.0] | [[0.0, 950.0]] | FALSE | 1150 | reclaimed_water_substitution_ratio
128 | 1.2625 | 3.571 | 0.0066599 | 1000 | 1050 | max_source_abstraction_ratio | 0.0069599 | [{'constraint': 'max_source_abstraction_ratio', 'actual': 0.9569598645290541, 'target': 0.95, 'operator': '<=', 'violation': 0.006959864529054172, 'scaled_violation': 0.007326173188478076}, {'constraint': 'max_wtw_utilization', 'actual': 0.9535355000408475, 'target': 0.95, 'operator': '<=', 'violation': 0.0035355000408475723, 'scaled_violation': 0.003721578990365866}] | maximum scale-free violation at first failed capacity | [1000.0, 1050.0] | [[0.0, 1000.0]] | FALSE | 1150 | reclaimed_water_substitution_ratio
129 | 1.1353 | 8.877 | 0.0063519 | 1150 | 1200 | max_source_abstraction_ratio | 0.0035006 | [{'constraint': 'max_source_abstraction_ratio', 'actual': 0.9535005700511774, 'target': 0.95, 'operator': '<=', 'violation': 0.003500570051177432, 'scaled_violation': 0.0036848105801867703}, {'constraint': 'max_wtw_utilization', 'actual': 0.9500885842275347, 'target': 0.95, 'operator': '<=', 'violation': 8.858422753477146e-05, 'scaled_violation': 9.324655529975944e-05}] | maximum scale-free violation at first failed capacity | [1150.0, 1200.0] | [[0.0, 1150.0]] | FALSE | 1350 | reclaimed_water_substitution_ratio
130 | 1.1362 | 6.7652 | 0.0035112 | 1200 | 1250 | max_source_abstraction_ratio | 0.0041703 | [{'constraint': 'max_source_abstraction_ratio', 'actual': 0.9541702764727845, 'target': 0.95, 'operator': '<=', 'violation': 0.004170276472784562, 'scaled_violation': 0.004389764708194276}, {'constraint': 'max_wtw_utilization', 'actual': 0.950755894186163, 'target': 0.95, 'operator': '<=', 'violation': 0.0007558941861630641, 'scaled_violation': 0.0007956780906979623}] | maximum scale-free violation at first failed capacity | [1200.0, 1250.0] | [[0.0, 1200.0]] | FALSE | 1350 | reclaimed_water_substitution_ratio
131 | 1.169 | 3.9882 | 0.0031338 | 1150 | 1200 | max_source_abstraction_ratio | 0.0044827 | [{'constraint': 'max_source_abstraction_ratio', 'actual': 0.9544827044872513, 'target': 0.95, 'operator': '<=', 'violation': 0.004482704487251299, 'scaled_violation': 0.004718636302369789}, {'constraint': 'max_wtw_utilization', 'actual': 0.9510672042149779, 'target': 0.95, 'operator': '<=', 'violation': 0.0010672042149779681, 'scaled_violation': 0.0011233728578715454}] | maximum scale-free violation at first failed capacity | [1150.0, 1200.0] | [[0.0, 1150.0]] | FALSE | 1300 | reclaimed_water_substitution_ratio
132 | 1.2803 | 5.3154 | 0.0039147 | 1050 | 1100 | max_source_abstraction_ratio | 0.0026964 | [{'constraint': 'max_source_abstraction_ratio', 'actual': 0.9526964014944828, 'target': 0.95, 'operator': '<=', 'violation': 0.002696401494482803, 'scaled_violation': 0.002838317362613477}] | maximum scale-free violation at first failed capacity | [1050.0, 1100.0] | [[0.0, 1050.0]] | FALSE | 1200 | reclaimed_water_substitution_ratio
133 | 1.3514 | 5.192 | 0.0014172 | 1050 | 1100 | max_source_abstraction_ratio | 0.0064895 | [{'constraint': 'max_source_abstraction_ratio', 'actual': 0.9564894787739878, 'target': 0.95, 'operator': '<=', 'violation': 0.006489478773987867, 'scaled_violation': 0.006831030288408281}, {'constraint': 'max_wtw_utilization', 'actual': 0.9530667975039965, 'target': 0.95, 'operator': '<=', 'violation': 0.003066797503996521, 'scaled_violation': 0.0032282078989437067}] | maximum scale-free violation at first failed capacity | [1050.0, 1100.0] | [[0.0, 1050.0]] | FALSE | 1150 | reclaimed_water_substitution_ratio
134 | 1.2834 | 7.2305 | 0.0049836 | 1050 | 1100 | max_source_abstraction_ratio | 0.0051738 | [{'constraint': 'max_source_abstraction_ratio', 'actual': 0.955173787791085, 'target': 0.95, 'operator': '<=', 'violation': 0.005173787791085016, 'scaled_violation': 0.0054460924116684385}, {'constraint': 'max_wtw_utilization', 'actual': 0.9517558145612596, 'target': 0.95, 'operator': '<=', 'violation': 0.0017558145612596165, 'scaled_violation': 0.001848225853957491}] | maximum scale-free violation at first failed capacity | [1050.0, 1100.0] | [[0.0, 1050.0]] | FALSE | 1200 | reclaimed_water_substitution_ratio
135 | 1.2679 | 3.7321 | 0.0012653 | 1050 | 1100 | max_source_abstraction_ratio | 0.0022925 | [{'constraint': 'max_source_abstraction_ratio', 'actual': 0.9522925385523726, 'target': 0.95, 'operator': '<=', 'violation': 0.0022925385523726582, 'scaled_violation': 0.0024131984761817456}] | maximum scale-free violation at first failed capacity | [1050.0, 1100.0] | [[0.0, 1050.0]] | FALSE | 1150 | reclaimed_water_substitution_ratio
136 | 1.2843 | 6.2559 | 0.0038189 | 1050 | 1100 | max_source_abstraction_ratio | 0.0029917 | [{'constraint': 'max_source_abstraction_ratio', 'actual': 0.9529917480558358, 'target': 0.95, 'operator': '<=', 'violation': 0.0029917480558357967, 'scaled_violation': 0.0031492084798271547}] | maximum scale-free violation at first failed capacity | [1050.0, 1100.0] | [[0.0, 1050.0]] | FALSE | 1200 | reclaimed_water_substitution_ratio
137 | 1.283 | 5.4215 | 0.0071484 | 1000 | 1050 | max_source_abstraction_ratio | 0.0016062 | [{'constraint': 'max_source_abstraction_ratio', 'actual': 0.9516062129334742, 'target': 0.95, 'operator': '<=', 'violation': 0.0016062129334742936, 'scaled_violation': 0.0016907504562887303}] | maximum scale-free violation at first failed capacity | [1000.0, 1050.0] | [[0.0, 1000.0]] | FALSE | 1200 | reclaimed_water_substitution_ratio
138 | 1.1557 | 7.6722 | 0.0075116 | 1100 | 1150 | max_source_abstraction_ratio | 0.0016056 | [{'constraint': 'max_source_abstraction_ratio', 'actual': 0.9516055627993006, 'target': 0.95, 'operator': '<=', 'violation': 0.001605562799300686, 'scaled_violation': 0.001690066104527038}] | maximum scale-free violation at first failed capacity | [1100.0, 1150.0] | [[0.0, 1100.0]] | FALSE | 1350 | reclaimed_water_substitution_ratio
139 | 1.2598 | 6.0294 | 0.0033303 | 1100 | 1150 | max_source_abstraction_ratio | 0.0063394 | [{'constraint': 'max_source_abstraction_ratio', 'actual': 0.9563394172773033, 'target': 0.95, 'operator': '<=', 'violation': 0.006339417277303361, 'scaled_violation': 0.006673070818214064}, {'constraint': 'max_wtw_utilization', 'actual': 0.9529172729841272, 'target': 0.95, 'operator': '<=', 'violation': 0.0029172729841272504, 'scaled_violation': 0.003070813667502369}] | maximum scale-free violation at first failed capacity | [1100.0, 1150.0] | [[0.0, 1100.0]] | FALSE | 1250 | reclaimed_water_substitution_ratio
140 | 1.2816 | 4.9125 | 0.0017735 | 1100 | 1150 | max_source_abstraction_ratio | 0.0059276 | [{'constraint': 'max_source_abstraction_ratio', 'actual': 0.9559275651825305, 'target': 0.95, 'operator': '<=', 'violation': 0.00592756518253057, 'scaled_violation': 0.0062395422974006}, {'constraint': 'max_wtw_utilization', 'actual': 0.9525068946519856, 'target': 0.95, 'operator': '<=', 'violation': 0.002506894651985614, 'scaled_violation': 0.0026388364757743304}] | maximum scale-free violation at first failed capacity | [1100.0, 1150.0] | [[0.0, 1100.0]] | FALSE | 1200 | reclaimed_water_substitution_ratio
141 | 1.3544 | 8.9047 | 0.0030222 | 1000 | 1050 | max_source_abstraction_ratio | 0.0022083 | [{'constraint': 'max_source_abstraction_ratio', 'actual': 0.9522083293825433, 'target': 0.95, 'operator': '<=', 'violation': 0.002208329382543339, 'scaled_violation': 0.0023245572447824626}] | maximum scale-free violation at first failed capacity | [1000.0, 1050.0] | [[0.0, 1000.0]] | FALSE | 1150 | reclaimed_water_substitution_ratio
142 | 1.3463 | 8.24 | 0.0013968 | 1050 | 1100 | max_source_abstraction_ratio | 0.0058219 | [{'constraint': 'max_source_abstraction_ratio', 'actual': 0.9558218698494262, 'target': 0.95, 'operator': '<=', 'violation': 0.005821869849426231, 'scaled_violation': 0.006128284052027612}, {'constraint': 'max_wtw_utilization', 'actual': 0.9524015775367759, 'target': 0.95, 'operator': '<=', 'violation': 0.002401577536775945, 'scaled_violation': 0.002527976354500995}] | maximum scale-free violation at first failed capacity | [1050.0, 1100.0] | [[0.0, 1050.0]] | FALSE | 1150 | reclaimed_water_substitution_ratio
143 | 1.1419 | 5.5729 | 0.0057335 | 1150 | 1200 | max_source_abstraction_ratio | 0.0030605 | [{'constraint': 'max_source_abstraction_ratio', 'actual': 0.9530604629612095, 'target': 0.95, 'operator': '<=', 'violation': 0.0030604629612095424, 'scaled_violation': 0.0032215399591679393}] | maximum scale-free violation at first failed capacity | [1150.0, 1200.0] | [[0.0, 1150.0]] | FALSE | 1350 | reclaimed_water_substitution_ratio
144 | 1.2562 | 5.6714 | 0.0043325 | 1050 | 1100 | max_source_abstraction_ratio | 0.00056705 | [{'constraint': 'max_source_abstraction_ratio', 'actual': 0.9505670463108468, 'target': 0.95, 'operator': '<=', 'violation': 0.0005670463108468082, 'scaled_violation': 0.0005968908535229561}] | maximum scale-free violation at first failed capacity | [1050.0, 1100.0] | [[0.0, 1050.0]] | FALSE | 1250 | reclaimed_water_substitution_ratio
145 | 1.1425 | 4.3205 | 0.0070375 | 1150 | 1200 | max_source_abstraction_ratio | 0.0059342 | [{'constraint': 'max_source_abstraction_ratio', 'actual': 0.9559341551651244, 'target': 0.95, 'operator': '<=', 'violation': 0.005934155165124411, 'scaled_violation': 0.00624647912118359}, {'constraint': 'max_wtw_utilization', 'actual': 0.952513461053128, 'target': 0.95, 'operator': '<=', 'violation': 0.0025134610531279966, 'scaled_violation': 0.0026457484769768385}] | maximum scale-free violation at first failed capacity | [1150.0, 1200.0] | [[0.0, 1150.0]] | FALSE | 1350 | reclaimed_water_substitution_ratio
146 | 1.2373 | 5.3937 | 0.0061774 | 1050 | 1100 | max_source_abstraction_ratio | 0.0018821 | [{'constraint': 'max_source_abstraction_ratio', 'actual': 0.9518820908172833, 'target': 0.95, 'operator': '<=', 'violation': 0.0018820908172832995, 'scaled_violation': 0.0019811482287192626}] | maximum scale-free violation at first failed capacity | [1050.0, 1100.0] | [[0.0, 1050.0]] | FALSE | 1250 | reclaimed_water_substitution_ratio
147 | 1.1577 | 5.4354 | 0.0010111 | 1200 | 1250 | max_source_abstraction_ratio | 0.0015862 | [{'constraint': 'max_source_abstraction_ratio', 'actual': 0.9515861806258339, 'target': 0.95, 'operator': '<=', 'violation': 0.0015861806258339328, 'scaled_violation': 0.0016696638166672979}] | maximum scale-free violation at first failed capacity | [1200.0, 1250.0] | [[0.0, 1200.0]] | FALSE | 1350 | reclaimed_water_substitution_ratio
148 | 1.2926 | 5.5199 | 0.0061694 | 1000 | 1050 | max_source_abstraction_ratio | 0.0008955 | [{'constraint': 'max_source_abstraction_ratio', 'actual': 0.950895495596201, 'target': 0.95, 'operator': '<=', 'violation': 0.0008954955962010569, 'scaled_violation': 0.0009426269433695337}] | maximum scale-free violation at first failed capacity | [1000.0, 1050.0] | [[0.0, 1000.0]] | FALSE | 1200 | reclaimed_water_substitution_ratio
149 | 1.3555 | 5.175 | 0.00051898 | 1050 | 1100 | max_source_abstraction_ratio | 0.0052237 | [{'constraint': 'max_source_abstraction_ratio', 'actual': 0.9552236540370493, 'target': 0.95, 'operator': '<=', 'violation': 0.005223654037049386, 'scaled_violation': 0.00549858319689409}, {'constraint': 'max_wtw_utilization', 'actual': 0.9518055023669276, 'target': 0.95, 'operator': '<=', 'violation': 0.0018055023669276693, 'scaled_violation': 0.0019005288072922837}] | maximum scale-free violation at first failed capacity | [1050.0, 1100.0] | [[0.0, 1050.0]] | FALSE | 1150 | reclaimed_water_substitution_ratio
150 | 1.2004 | 4.2294 | 0.0046763 | 1100 | 1150 | max_source_abstraction_ratio | 0.0023818 | [{'constraint': 'max_source_abstraction_ratio', 'actual': 0.9523818484373691, 'target': 0.95, 'operator': '<=', 'violation': 0.002381848437369105, 'scaled_violation': 0.0025072088814411635}] | maximum scale-free violation at first failed capacity | [1100.0, 1150.0] | [[0.0, 1100.0]] | FALSE | 1300 | reclaimed_water_substitution_ratio
151 | 1.336 | 4.0118 | 0.005239 | 1000 | 1050 | max_source_abstraction_ratio | 0.0073741 | [{'constraint': 'max_source_abstraction_ratio', 'actual': 0.9573740769510805, 'target': 0.95, 'operator': '<=', 'violation': 0.007374076951080499, 'scaled_violation': 0.007762186264295263}, {'constraint': 'max_wtw_utilization', 'actual': 0.9539482302540988, 'target': 0.95, 'operator': '<=', 'violation': 0.00394823025409885, 'scaled_violation': 0.004156031846419842}] | maximum scale-free violation at first failed capacity | [1000.0, 1050.0] | [[0.0, 1000.0]] | FALSE | 1150 | reclaimed_water_substitution_ratio
152 | 1.1936 | 5.2973 | 0.003698 | 1150 | 1200 | max_source_abstraction_ratio | 0.0055966 | [{'constraint': 'max_source_abstraction_ratio', 'actual': 0.9555966018146023, 'target': 0.95, 'operator': '<=', 'violation': 0.005596601814602309, 'scaled_violation': 0.005891159804844536}, {'constraint': 'max_wtw_utilization', 'actual': 0.9521771155962171, 'target': 0.95, 'operator': '<=', 'violation': 0.0021771155962171385, 'scaled_violation': 0.002291700627596988}] | maximum scale-free violation at first failed capacity | [1150.0, 1200.0] | [[0.0, 1150.0]] | FALSE | 1300 | reclaimed_water_substitution_ratio
153 | 1.1714 | 7.3953 | 0.0063023 | 1100 | 1150 | max_source_abstraction_ratio | 0.0011357 | [{'constraint': 'max_source_abstraction_ratio', 'actual': 0.9511357304493437, 'target': 0.95, 'operator': '<=', 'violation': 0.0011357304493437859, 'scaled_violation': 0.0011955057361513536}] | maximum scale-free violation at first failed capacity | [1100.0, 1150.0] | [[0.0, 1100.0]] | FALSE | 1350 | reclaimed_water_substitution_ratio
154 | 1.3023 | 5.82 | 0.0041834 | 1050 | 1100 | max_source_abstraction_ratio | 0.0059086 | [{'constraint': 'max_source_abstraction_ratio', 'actual': 0.955908568485179, 'target': 0.95, 'operator': '<=', 'violation': 0.0059085684851790665, 'scaled_violation': 0.006219545773872702}, {'constraint': 'max_wtw_utilization', 'actual': 0.9524879659320049, 'target': 0.95, 'operator': '<=', 'violation': 0.002487965932004954, 'scaled_violation': 0.002618911507373636}] | maximum scale-free violation at first failed capacity | [1050.0, 1100.0] | [[0.0, 1050.0]] | FALSE | 1200 | reclaimed_water_substitution_ratio
155 | 1.2718 | 8.0047 | 0.00519 | 1050 | 1100 | max_source_abstraction_ratio | 0.0041569 | [{'constraint': 'max_source_abstraction_ratio', 'actual': 0.9541568645201389, 'target': 0.95, 'operator': '<=', 'violation': 0.00415686452013897, 'scaled_violation': 0.0043756468633041785}, {'constraint': 'max_wtw_utilization', 'actual': 0.9507425302265586, 'target': 0.95, 'operator': '<=', 'violation': 0.0007425302265586797, 'scaled_violation': 0.0007816107647986103}] | maximum scale-free violation at first failed capacity | [1050.0, 1100.0] | [[0.0, 1050.0]] | FALSE | 1200 | reclaimed_water_substitution_ratio
156 | 1.2075 | 5.0699 | 0.0011403 | 1150 | 1200 | max_source_abstraction_ratio | 0.001971 | [{'constraint': 'max_source_abstraction_ratio', 'actual': 0.95197095775236, 'target': 0.95, 'operator': '<=', 'violation': 0.001970957752360003, 'scaled_violation': 0.0020746923709052665}] | maximum scale-free violation at first failed capacity | [1150.0, 1200.0] | [[0.0, 1150.0]] | FALSE | 1250 | reclaimed_water_substitution_ratio
157 | 1.258 | 5.1321 | 0.0077538 | 1050 | 1100 | max_source_abstraction_ratio | 0.0074929 | [{'constraint': 'max_source_abstraction_ratio', 'actual': 0.9574929437399164, 'target': 0.95, 'operator': '<=', 'violation': 0.007492943739916491, 'scaled_violation': 0.007887309199912096}, {'constraint': 'max_wtw_utilization', 'actual': 0.9540666716925876, 'target': 0.95, 'operator': '<=', 'violation': 0.004066671692587676, 'scaled_violation': 0.0042807070448291325}] | maximum scale-free violation at first failed capacity | [1050.0, 1100.0] | [[0.0, 1050.0]] | FALSE | 1250 | reclaimed_water_substitution_ratio
158 | 1.3048 | 4.1032 | 0.0038169 | 1050 | 1100 | max_source_abstraction_ratio | 0.0076763 | [{'constraint': 'max_source_abstraction_ratio', 'actual': 0.9576762529680991, 'target': 0.95, 'operator': '<=', 'violation': 0.007676252968099151, 'scaled_violation': 0.008080266282209633}, {'constraint': 'max_wtw_utilization', 'actual': 0.9542493249709917, 'target': 0.95, 'operator': '<=', 'violation': 0.00424932497099173, 'scaled_violation': 0.004472973653675506}] | maximum scale-free violation at first failed capacity | [1050.0, 1100.0] | [[0.0, 1050.0]] | FALSE | 1150 | reclaimed_water_substitution_ratio
159 | 1.2423 | 3.8996 | 0.0043177 | 1050 | 1100 | max_source_abstraction_ratio | 0.0031737 | [{'constraint': 'max_source_abstraction_ratio', 'actual': 0.953173662556101, 'target': 0.95, 'operator': '<=', 'violation': 0.0031736625561010756, 'scaled_violation': 0.0033406974274748165}] | maximum scale-free violation at first failed capacity | [1050.0, 1100.0] | [[0.0, 1050.0]] | FALSE | 1200 | reclaimed_water_substitution_ratio
160 | 1.233 | 4.9881 | 0.003814 | 1100 | 1150 | max_source_abstraction_ratio | 0.0039078 | [{'constraint': 'max_source_abstraction_ratio', 'actual': 0.9539078268588912, 'target': 0.95, 'operator': '<=', 'violation': 0.003907826858891239, 'scaled_violation': 0.00411350195672762}, {'constraint': 'max_wtw_utilization', 'actual': 0.9504943837162934, 'target': 0.95, 'operator': '<=', 'violation': 0.0004943837162934006, 'scaled_violation': 0.0005204039118877901}] | maximum scale-free violation at first failed capacity | [1100.0, 1150.0] | [[0.0, 1100.0]] | FALSE | 1250 | reclaimed_water_substitution_ratio
161 | 1.2252 | 5.8805 | 0.0051766 | 1100 | 1150 | max_source_abstraction_ratio | 0.0057017 | [{'constraint': 'max_source_abstraction_ratio', 'actual': 0.9557016998875172, 'target': 0.95, 'operator': '<=', 'violation': 0.005701699887517231, 'scaled_violation': 0.006001789355281296}, {'constraint': 'max_wtw_utilization', 'actual': 0.9522818375884603, 'target': 0.95, 'operator': '<=', 'violation': 0.002281837588460345, 'scaled_violation': 0.0024019343036424685}] | maximum scale-free violation at first failed capacity | [1100.0, 1150.0] | [[0.0, 1100.0]] | FALSE | 1250 | reclaimed_water_substitution_ratio
162 | 1.2342 | 4.6772 | 0.0063112 | 1050 | 1100 | max_source_abstraction_ratio | 0.0017592 | [{'constraint': 'max_source_abstraction_ratio', 'actual': 0.9517592218084445, 'target': 0.95, 'operator': '<=', 'violation': 0.0017592218084445665, 'scaled_violation': 0.0018518124299416491}] | maximum scale-free violation at first failed capacity | [1050.0, 1100.0] | [[0.0, 1050.0]] | FALSE | 1250 | reclaimed_water_substitution_ratio
163 | 1.2128 | 5.2206 | 0.0037667 | 1100 | 1150 | max_source_abstraction_ratio | 0.0012284 | [{'constraint': 'max_source_abstraction_ratio', 'actual': 0.9512284055284793, 'target': 0.95, 'operator': '<=', 'violation': 0.0012284055284793594, 'scaled_violation': 0.0012930584510309046}] | maximum scale-free violation at first failed capacity | [1100.0, 1150.0] | [[0.0, 1100.0]] | FALSE | 1300 | reclaimed_water_substitution_ratio
164 | 1.2226 | 4.3785 | 0.0011264 | 1150 | 1200 | max_source_abstraction_ratio | 0.0039568 | [{'constraint': 'max_source_abstraction_ratio', 'actual': 0.9539567981851035, 'target': 0.95, 'operator': '<=', 'violation': 0.003956798185103527, 'scaled_violation': 0.004165050721161608}, {'constraint': 'max_wtw_utilization', 'actual': 0.9505431798045708, 'target': 0.95, 'operator': '<=', 'violation': 0.0005431798045708591, 'scaled_violation': 0.0005717682153377465}] | maximum scale-free violation at first failed capacity | [1150.0, 1200.0] | [[0.0, 1150.0]] | FALSE | 1250 | reclaimed_water_substitution_ratio
165 | 1.2267 | 4.9107 | 0.0031544 | 1100 | 1150 | max_source_abstraction_ratio | 0.0017515 | [{'constraint': 'max_source_abstraction_ratio', 'actual': 0.95175152624244, 'target': 0.95, 'operator': '<=', 'violation': 0.0017515262424400158, 'scaled_violation': 0.0018437118341473851}] | maximum scale-free violation at first failed capacity | [1100.0, 1150.0] | [[0.0, 1100.0]] | FALSE | 1250 | reclaimed_water_substitution_ratio
166 | 1.1811 | 4.7451 | 0.0075409 | 1100 | 1150 | max_source_abstraction_ratio | 0.0049153 | [{'constraint': 'max_source_abstraction_ratio', 'actual': 0.9549152566945424, 'target': 0.95, 'operator': '<=', 'violation': 0.0049152566945424025, 'scaled_violation': 0.005173954415307792}, {'constraint': 'max_wtw_utilization', 'actual': 0.9514982085868029, 'target': 0.95, 'operator': '<=', 'violation': 0.0014982085868029404, 'scaled_violation': 0.0015770616703188846}] | maximum scale-free violation at first failed capacity | [1100.0, 1150.0] | [[0.0, 1100.0]] | FALSE | 1300 | reclaimed_water_substitution_ratio
167 | 1.2501 | 5.8639 | 0.0025055 | 1100 | 1150 | max_source_abstraction_ratio | 0.0034117 | [{'constraint': 'max_source_abstraction_ratio', 'actual': 0.9534117253742328, 'target': 0.95, 'operator': '<=', 'violation': 0.0034117253742328435, 'scaled_violation': 0.0035912898676135198}, {'constraint': 'max_wtw_utilization', 'actual': 0.9500000574704612, 'target': 0.95, 'operator': '<=', 'violation': 5.747046127879685e-08, 'scaled_violation': 6.049522239873353e-08}] | maximum scale-free violation at first failed capacity | [1100.0, 1150.0] | [[0.0, 1100.0]] | FALSE | 1250 | reclaimed_water_substitution_ratio
168 | 1.2268 | 6.471 | 0.0015008 | 1150 | 1200 | max_source_abstraction_ratio | 0.0053166 | [{'constraint': 'max_source_abstraction_ratio', 'actual': 0.9553166390234411, 'target': 0.95, 'operator': '<=', 'violation': 0.00531663902344115, 'scaled_violation': 0.0055964621299380525}, {'constraint': 'max_wtw_utilization', 'actual': 0.9518981546178545, 'target': 0.95, 'operator': '<=', 'violation': 0.001898154617854586, 'scaled_violation': 0.0019980574924785117}] | maximum scale-free violation at first failed capacity | [1150.0, 1200.0] | [[0.0, 1150.0]] | FALSE | 1250 | reclaimed_water_substitution_ratio
169 | 1.1269 | 6.4813 | 0.0019159 | 1250 | 1300 | max_source_abstraction_ratio | 0.0057508 | [{'constraint': 'max_source_abstraction_ratio', 'actual': 0.9557508458097488, 'target': 0.95, 'operator': '<=', 'violation': 0.005750845809748828, 'scaled_violation': 0.006053521904998767}, {'constraint': 'max_wtw_utilization', 'actual': 0.9523308076479863, 'target': 0.95, 'operator': '<=', 'violation': 0.0023308076479863216, 'scaled_violation': 0.002453481734722444}] | maximum scale-free violation at first failed capacity | [1250.0, 1300.0] | [[0.0, 1250.0]] | FALSE | 1350 | reclaimed_water_substitution_ratio
170 | 1.154 | 8.4118 | 0.0015655 | 1200 | 1250 | max_source_abstraction_ratio | 0.0023102 | [{'constraint': 'max_source_abstraction_ratio', 'actual': 0.9523102398518678, 'target': 0.95, 'operator': '<=', 'violation': 0.0023102398518678458, 'scaled_violation': 0.002431831423018785}] | maximum scale-free violation at first failed capacity | [1200.0, 1250.0] | [[0.0, 1200.0]] | FALSE | 1350 | reclaimed_water_substitution_ratio
171 | 1.2812 | 6.6921 | 0.0019816 | 1100 | 1150 | max_source_abstraction_ratio | 0.0063011 | [{'constraint': 'max_source_abstraction_ratio', 'actual': 0.9563010701600259, 'target': 0.95, 'operator': '<=', 'violation': 0.006301070160025901, 'scaled_violation': 0.006632705431606212}, {'constraint': 'max_wtw_utilization', 'actual': 0.9528790630873452, 'target': 0.95, 'operator': '<=', 'violation': 0.0028790630873452017, 'scaled_violation': 0.003030592723521265}] | maximum scale-free violation at first failed capacity | [1100.0, 1150.0] | [[0.0, 1100.0]] | FALSE | 1200 | reclaimed_water_substitution_ratio
172 | 1.208 | 3.3949 | 0.00074457 | 1100 | 1150 | max_source_abstraction_ratio | 0.0056017 | [{'constraint': 'max_source_abstraction_ratio', 'actual': 0.9556017066529239, 'target': 0.95, 'operator': '<=', 'violation': 0.005601706652923921, 'scaled_violation': 0.005896533318867286}, {'constraint': 'max_wtw_utilization', 'actual': 0.9521822021674955, 'target': 0.95, 'operator': '<=', 'violation': 0.0021822021674955394, 'scaled_violation': 0.0022970549131531995}] | maximum scale-free violation at first failed capacity | [1100.0, 1150.0] | [[0.0, 1100.0]] | FALSE | 1200 | reclaimed_water_substitution_ratio
173 | 1.2632 | 5.1939 | 0.0053744 | 1050 | 1100 | max_source_abstraction_ratio | 0.0034626 | [{'constraint': 'max_source_abstraction_ratio', 'actual': 0.9534626435859169, 'target': 0.95, 'operator': '<=', 'violation': 0.003462643585916969, 'scaled_violation': 0.0036448879851757572}, {'constraint': 'max_wtw_utilization', 'actual': 0.9500507934775176, 'target': 0.95, 'operator': '<=', 'violation': 5.079347751768548e-05, 'scaled_violation': 5.346681843966893e-05}] | maximum scale-free violation at first failed capacity | [1050.0, 1100.0] | [[0.0, 1050.0]] | FALSE | 1250 | reclaimed_water_substitution_ratio
174 | 1.1765 | 5.0932 | 0.0023181 | 1150 | 1200 | max_source_abstraction_ratio | 0.00035971 | [{'constraint': 'max_source_abstraction_ratio', 'actual': 0.9503597078824929, 'target': 0.95, 'operator': '<=', 'violation': 0.0003597078824929545, 'scaled_violation': 0.00037863987630837315}] | maximum scale-free violation at first failed capacity | [1150.0, 1200.0] | [[0.0, 1150.0]] | FALSE | 1300 | reclaimed_water_substitution_ratio
175 | 1.1968 | 6.2907 | 0.0073048 | 1100 | 1150 | max_source_abstraction_ratio | 0.0064361 | [{'constraint': 'max_source_abstraction_ratio', 'actual': 0.9564360575659155, 'target': 0.95, 'operator': '<=', 'violation': 0.006436057565915587, 'scaled_violation': 0.006774797437805882}, {'constraint': 'max_wtw_utilization', 'actual': 0.9530135674572202, 'target': 0.95, 'operator': '<=', 'violation': 0.0030135674572202564, 'scaled_violation': 0.0031721762707581647}] | maximum scale-free violation at first failed capacity | [1100.0, 1150.0] | [[0.0, 1100.0]] | FALSE | 1300 | reclaimed_water_substitution_ratio
176 | 1.1744 | 6.7955 | 0.0060766 | 1100 | 1150 | max_source_abstraction_ratio | 0.001055 | [{'constraint': 'max_source_abstraction_ratio', 'actual': 0.9510549594064863, 'target': 0.95, 'operator': '<=', 'violation': 0.0010549594064863665, 'scaled_violation': 0.0011104835857751226}] | maximum scale-free violation at first failed capacity | [1100.0, 1150.0] | [[0.0, 1100.0]] | FALSE | 1350 | reclaimed_water_substitution_ratio
177 | 1.2245 | 8.5723 | 0.0038555 | 1100 | 1150 | max_source_abstraction_ratio | 0.002905 | [{'constraint': 'max_source_abstraction_ratio', 'actual': 0.9529049999701966, 'target': 0.95, 'operator': '<=', 'violation': 0.0029049999701966644, 'scaled_violation': 0.0030578947054701734}] | maximum scale-free violation at first failed capacity | [1100.0, 1150.0] | [[0.0, 1100.0]] | FALSE | 1250 | reclaimed_water_substitution_ratio
178 | 1.216 | 4.8104 | 0.0046848 | 1100 | 1150 | max_source_abstraction_ratio | 0.0035142 | [{'constraint': 'max_source_abstraction_ratio', 'actual': 0.9535141932582728, 'target': 0.95, 'operator': '<=', 'violation': 0.0035141932582728463, 'scaled_violation': 0.0036991507981819437}, {'constraint': 'max_wtw_utilization', 'actual': 0.9501021586856405, 'target': 0.95, 'operator': '<=', 'violation': 0.00010215868564056318, 'scaled_violation': 0.00010753545856901389}] | maximum scale-free violation at first failed capacity | [1100.0, 1150.0] | [[0.0, 1100.0]] | FALSE | 1300 | reclaimed_water_substitution_ratio
179 | 1.2831 | 6.8417 | 0.0047434 | 1050 | 1100 | max_source_abstraction_ratio | 0.0046574 | [{'constraint': 'max_source_abstraction_ratio', 'actual': 0.9546573867788598, 'target': 0.95, 'operator': '<=', 'violation': 0.004657386778859851, 'scaled_violation': 0.004902512398799843}, {'constraint': 'max_wtw_utilization', 'actual': 0.9512412614272512, 'target': 0.95, 'operator': '<=', 'violation': 0.001241261427251228, 'scaled_violation': 0.0013065909760539242}] | maximum scale-free violation at first failed capacity | [1050.0, 1100.0] | [[0.0, 1050.0]] | FALSE | 1200 | reclaimed_water_substitution_ratio
180 | 1.2374 | 4.5452 | 0.0023703 | 1100 | 1150 | max_source_abstraction_ratio | 0.0015154 | [{'constraint': 'max_source_abstraction_ratio', 'actual': 0.9515154092096716, 'target': 0.95, 'operator': '<=', 'violation': 0.0015154092096716365, 'scaled_violation': 0.0015951675891280384}] | maximum scale-free violation at first failed capacity | [1100.0, 1150.0] | [[0.0, 1100.0]] | FALSE | 1250 | reclaimed_water_substitution_ratio
181 | 1.1614 | 7.9527 | 0.0043182 | 1150 | 1200 | max_source_abstraction_ratio | 0.0026296 | [{'constraint': 'max_source_abstraction_ratio', 'actual': 0.9526296150861513, 'target': 0.95, 'operator': '<=', 'violation': 0.002629615086151338, 'scaled_violation': 0.002768015880159303}] | maximum scale-free violation at first failed capacity | [1150.0, 1200.0] | [[0.0, 1150.0]] | FALSE | 1350 | reclaimed_water_substitution_ratio
182 | 1.1299 | 3.4735 | 0.0051674 | 1100 | 1150 | max_source_abstraction_ratio | 0.0033908 | [{'constraint': 'max_source_abstraction_ratio', 'actual': 0.9533907920507135, 'target': 0.95, 'operator': '<=', 'violation': 0.003390792050713576, 'scaled_violation': 0.003569254790224817}] | maximum scale-free violation at first failed capacity | [1100.0, 1150.0] | [[0.0, 1100.0]] | FALSE | 1300 | reclaimed_water_substitution_ratio
183 | 1.2675 | 5.0375 | 0.0029183 | 1100 | 1150 | max_source_abstraction_ratio | 0.0064784 | [{'constraint': 'max_source_abstraction_ratio', 'actual': 0.9564784106502265, 'target': 0.95, 'operator': '<=', 'violation': 0.006478410650226585, 'scaled_violation': 0.006819379631817458}, {'constraint': 'max_wtw_utilization', 'actual': 0.9530557689861701, 'target': 0.95, 'operator': '<=', 'violation': 0.0030557689861701043, 'scaled_violation': 0.0032165989328106362}] | maximum scale-free violation at first failed capacity | [1100.0, 1150.0] | [[0.0, 1100.0]] | FALSE | 1200 | reclaimed_water_substitution_ratio
184 | 1.3573 | 4.4543 | 0.0047664 | 1000 | 1050 | max_source_abstraction_ratio | 0.0058048 | [{'constraint': 'max_source_abstraction_ratio', 'actual': 0.9558048357931923, 'target': 0.95, 'operator': '<=', 'violation': 0.005804835793192353, 'scaled_violation': 0.0061103534665182665}, {'constraint': 'max_wtw_utilization', 'actual': 0.9523846044348404, 'target': 0.95, 'operator': '<=', 'violation': 0.002384604434840454, 'scaled_violation': 0.0025101099314110043}] | maximum scale-free violation at first failed capacity | [1000.0, 1050.0] | [[0.0, 1000.0]] | FALSE | 1150 | reclaimed_water_substitution_ratio
185 | 1.2415 | 7.2868 | 0.0058375 | 1050 | 1100 | max_source_abstraction_ratio | 0.0017287 | [{'constraint': 'max_source_abstraction_ratio', 'actual': 0.9517287263435061, 'target': 0.95, 'operator': '<=', 'violation': 0.0017287263435061817, 'scaled_violation': 0.001819711940532823}] | maximum scale-free violation at first failed capacity | [1050.0, 1100.0] | [[0.0, 1050.0]] | FALSE | 1250 | reclaimed_water_substitution_ratio
186 | 1.2671 | 3.2703 | 0.0027537 | 1000 | 1050 | max_source_abstraction_ratio | 0.0046668 | [{'constraint': 'max_source_abstraction_ratio', 'actual': 0.9546668272144178, 'target': 0.95, 'operator': '<=', 'violation': 0.004666827214417801, 'scaled_violation': 0.0049124496993871595}, {'constraint': 'max_wtw_utilization', 'actual': 0.9512506680813586, 'target': 0.95, 'operator': '<=', 'violation': 0.0012506680813586524, 'scaled_violation': 0.0013164927172196342}] | maximum scale-free violation at first failed capacity | [1000.0, 1050.0] | [[0.0, 1000.0]] | FALSE | 1150 | reclaimed_water_substitution_ratio
187 | 1.1294 | 4.3088 | 0.0065128 | 1150 | 1200 | max_source_abstraction_ratio | 0.0031831 | [{'constraint': 'max_source_abstraction_ratio', 'actual': 0.9531831219768512, 'target': 0.95, 'operator': '<=', 'violation': 0.003183121976851222, 'scaled_violation': 0.0033506547124749707}] | maximum scale-free violation at first failed capacity | [1150.0, 1200.0] | [[0.0, 1150.0]] | FALSE | 1400 | reclaimed_water_substitution_ratio
188 | 1.242 | 6.2651 | 0.0013095 | 1150 | 1200 | max_source_abstraction_ratio | 0.0069326 | [{'constraint': 'max_source_abstraction_ratio', 'actual': 0.956932614797485, 'target': 0.95, 'operator': '<=', 'violation': 0.006932614797485082, 'scaled_violation': 0.007297489260510612}, {'constraint': 'max_wtw_utilization', 'actual': 0.9535083478191286, 'target': 0.95, 'operator': '<=', 'violation': 0.0035083478191286765, 'scaled_violation': 0.0036929977043459756}] | maximum scale-free violation at first failed capacity | [1150.0, 1200.0] | [[0.0, 1150.0]] | FALSE | 1250 | reclaimed_water_substitution_ratio
189 | 1.2068 | 4.052 | 0.0061492 | 1050 | 1100 | max_source_abstraction_ratio | 0.00071884 | [{'constraint': 'max_source_abstraction_ratio', 'actual': 0.9507188375041211, 'target': 0.95, 'operator': '<=', 'violation': 0.0007188375041211614, 'scaled_violation': 0.0007566710569696436}] | maximum scale-free violation at first failed capacity | [1050.0, 1100.0] | [[0.0, 1050.0]] | FALSE | 1250 | reclaimed_water_substitution_ratio
190 | 1.3331 | 6.2719 | 0.0027208 | 1050 | 1100 | max_source_abstraction_ratio | 0.0068029 | [{'constraint': 'max_source_abstraction_ratio', 'actual': 0.9568029428523239, 'target': 0.95, 'operator': '<=', 'violation': 0.006802942852323968, 'scaled_violation': 0.007160992476130492}, {'constraint': 'max_wtw_utilization', 'actual': 0.9533791398892524, 'target': 0.95, 'operator': '<=', 'violation': 0.003379139889252425, 'scaled_violation': 0.003556989357107816}] | maximum scale-free violation at first failed capacity | [1050.0, 1100.0] | [[0.0, 1050.0]] | FALSE | 1150 | reclaimed_water_substitution_ratio
191 | 1.2567 | 7.5553 | 0.00072005 | 1100 | 1150 | max_source_abstraction_ratio | 0.0005918 | [{'constraint': 'max_source_abstraction_ratio', 'actual': 0.9505918009018999, 'target': 0.95, 'operator': '<=', 'violation': 0.0005918009018999193, 'scaled_violation': 0.0006229483177893888}] | maximum scale-free violation at first failed capacity | [1100.0, 1150.0] | [[0.0, 1100.0]] | FALSE | 1200 | reclaimed_water_substitution_ratio
192 | 1.1234 | 5.4334 | 0.0065305 | 1150 | 1200 | max_source_abstraction_ratio | 0.0023002 | [{'constraint': 'max_source_abstraction_ratio', 'actual': 0.9523002255211764, 'target': 0.95, 'operator': '<=', 'violation': 0.00230022552117648, 'scaled_violation': 0.0024212900222910314}] | maximum scale-free violation at first failed capacity | [1150.0, 1200.0] | [[0.0, 1150.0]] | FALSE | 1400 | reclaimed_water_substitution_ratio
193 | 1.3065 | 3.7181 | 0.0016831 | 1000 | 1050 | max_source_abstraction_ratio | 0.00052222 | [{'constraint': 'max_source_abstraction_ratio', 'actual': 0.9505222195913144, 'target': 0.95, 'operator': '<=', 'violation': 0.0005222195913144878, 'scaled_violation': 0.0005497048329626187}] | maximum scale-free violation at first failed capacity | [1000.0, 1050.0] | [[0.0, 1000.0]] | FALSE | 1150 | reclaimed_water_substitution_ratio
194 | 1.2076 | 6.2754 | 0.0018016 | 1150 | 1200 | max_source_abstraction_ratio | 0.0034012 | [{'constraint': 'max_source_abstraction_ratio', 'actual': 0.9534011627464895, 'target': 0.95, 'operator': '<=', 'violation': 0.0034011627464894945, 'scaled_violation': 0.0035801713120942047}] | maximum scale-free violation at first failed capacity | [1150.0, 1200.0] | [[0.0, 1150.0]] | FALSE | 1250 | reclaimed_water_substitution_ratio
195 | 1.3155 | 6.5209 | 0.0019487 | 1050 | 1100 | max_source_abstraction_ratio | 0.0031434 | [{'constraint': 'max_source_abstraction_ratio', 'actual': 0.9531434224585644, 'target': 0.95, 'operator': '<=', 'violation': 0.003143422458564471, 'scaled_violation': 0.003308865745857338}] | maximum scale-free violation at first failed capacity | [1050.0, 1100.0] | [[0.0, 1050.0]] | FALSE | 1150 | reclaimed_water_substitution_ratio
196 | 1.2545 | 6.0784 | 0.00085387 | 1100 | 1150 | max_source_abstraction_ratio | 0.00058406 | [{'constraint': 'max_source_abstraction_ratio', 'actual': 0.9505840593870054, 'target': 0.95, 'operator': '<=', 'violation': 0.0005840593870054533, 'scaled_violation': 0.0006147993547425825}] | maximum scale-free violation at first failed capacity | [1100.0, 1150.0] | [[0.0, 1100.0]] | FALSE | 1200 | reclaimed_water_substitution_ratio
197 | 1.1611 | 5.3828 | 0.0066173 | 1100 | 1150 | max_source_abstraction_ratio | 0.00047393 | [{'constraint': 'max_source_abstraction_ratio', 'actual': 0.9504739343916789, 'target': 0.95, 'operator': '<=', 'violation': 0.0004739343916789762, 'scaled_violation': 0.0004988783070305013}] | maximum scale-free violation at first failed capacity | [1100.0, 1150.0] | [[0.0, 1100.0]] | FALSE | 1350 | reclaimed_water_substitution_ratio
198 | 1.2919 | 4.4667 | 0.0038305 | 1050 | 1100 | max_source_abstraction_ratio | 0.0039411 | [{'constraint': 'max_source_abstraction_ratio', 'actual': 0.9539411480449438, 'target': 0.95, 'operator': '<=', 'violation': 0.003941148044943832, 'scaled_violation': 0.00414857688941456}, {'constraint': 'max_wtw_utilization', 'actual': 0.9505275856665343, 'target': 0.95, 'operator': '<=', 'violation': 0.0005275856665343248, 'scaled_violation': 0.0005553533331940262}] | maximum scale-free violation at first failed capacity | [1050.0, 1100.0] | [[0.0, 1050.0]] | FALSE | 1200 | reclaimed_water_substitution_ratio
199 | 1.305 | 5.8108 | 0.0031992 | 1050 | 1100 | max_source_abstraction_ratio | 0.0043084 | [{'constraint': 'max_source_abstraction_ratio', 'actual': 0.954308428366418, 'target': 0.95, 'operator': '<=', 'violation': 0.004308428366418093, 'scaled_violation': 0.004535187754124309}, {'constraint': 'max_wtw_utilization', 'actual': 0.9508935517200474, 'target': 0.95, 'operator': '<=', 'violation': 0.0008935517200474585, 'scaled_violation': 0.0009405807579446932}] | maximum scale-free violation at first failed capacity | [1050.0, 1100.0] | [[0.0, 1050.0]] | FALSE | 1200 | reclaimed_water_substitution_ratio
200 | 1.2868 | 3.8879 | 0.003233 | 1050 | 1100 | max_source_abstraction_ratio | 0.0067124 | [{'constraint': 'max_source_abstraction_ratio', 'actual': 0.9567124413613471, 'target': 0.95, 'operator': '<=', 'violation': 0.006712441361347188, 'scaled_violation': 0.007065727748786514}, {'constraint': 'max_wtw_utilization', 'actual': 0.9532889622468541, 'target': 0.95, 'operator': '<=', 'violation': 0.0032889622468541546, 'scaled_violation': 0.0034620655230043736}] | maximum scale-free violation at first failed capacity | [1050.0, 1100.0] | [[0.0, 1050.0]] | FALSE | 1150 | reclaimed_water_substitution_ratio
201 | 1.1272 | 6.7031 | 0.0077724 | 1150 | 1200 | max_source_abstraction_ratio | 0.0054626 | [{'constraint': 'max_source_abstraction_ratio', 'actual': 0.9554626205314751, 'target': 0.95, 'operator': '<=', 'violation': 0.005462620531475171, 'scaled_violation': 0.005750126875237022}, {'constraint': 'max_wtw_utilization', 'actual': 0.9520436137488166, 'target': 0.95, 'operator': '<=', 'violation': 0.002043613748816675, 'scaled_violation': 0.0021511723671754474}] | maximum scale-free violation at first failed capacity | [1150.0, 1200.0] | [[0.0, 1150.0]] | FALSE | 1400 | reclaimed_water_substitution_ratio
202 | 1.272 | 8.4275 | 0.0017835 | 1100 | 1150 | max_source_abstraction_ratio | 0.0047201 | [{'constraint': 'max_source_abstraction_ratio', 'actual': 0.9547201431012717, 'target': 0.95, 'operator': '<=', 'violation': 0.004720143101271779, 'scaled_violation': 0.004968571685549241}, {'constraint': 'max_wtw_utilization', 'actual': 0.9513037931837959, 'target': 0.95, 'operator': '<=', 'violation': 0.0013037931837959205, 'scaled_violation': 0.0013724138776799164}] | maximum scale-free violation at first failed capacity | [1100.0, 1150.0] | [[0.0, 1100.0]] | FALSE | 1200 | reclaimed_water_substitution_ratio
203 | 1.3336 | 6.6662 | 0.0022901 | 1050 | 1100 | max_source_abstraction_ratio | 0.0060164 | [{'constraint': 'max_source_abstraction_ratio', 'actual': 0.9560164400971795, 'target': 0.95, 'operator': '<=', 'violation': 0.0060164400971794985, 'scaled_violation': 0.006333094839136314}, {'constraint': 'max_wtw_utilization', 'actual': 0.9525954515385614, 'target': 0.95, 'operator': '<=', 'violation': 0.002595451538561444, 'scaled_violation': 0.0027320542511173095}] | maximum scale-free violation at first failed capacity | [1050.0, 1100.0] | [[0.0, 1050.0]] | FALSE | 1150 | reclaimed_water_substitution_ratio
204 | 1.2359 | 8.6111 | 0.0036097 | 1100 | 1150 | max_source_abstraction_ratio | 0.0038607 | [{'constraint': 'max_source_abstraction_ratio', 'actual': 0.9538606698428694, 'target': 0.95, 'operator': '<=', 'violation': 0.0038606698428694797, 'scaled_violation': 0.004063862992494189}, {'constraint': 'max_wtw_utilization', 'actual': 0.9504473954459182, 'target': 0.95, 'operator': '<=', 'violation': 0.00044739544591820835, 'scaled_violation': 0.0004709425746507456}] | maximum scale-free violation at first failed capacity | [1100.0, 1150.0] | [[0.0, 1100.0]] | FALSE | 1250 | reclaimed_water_substitution_ratio
205 | 1.2298 | 8.7006 | 0.0063247 | 1050 | 1100 | max_source_abstraction_ratio | 0.0012501 | [{'constraint': 'max_source_abstraction_ratio', 'actual': 0.9512501255705389, 'target': 0.95, 'operator': '<=', 'violation': 0.0012501255705389402, 'scaled_violation': 0.0013159216531988846}] | maximum scale-free violation at first failed capacity | [1050.0, 1100.0] | [[0.0, 1050.0]] | FALSE | 1250 | reclaimed_water_substitution_ratio
206 | 1.137 | 4.6762 | 0.0033166 | 1200 | 1250 | max_source_abstraction_ratio | 0.0038466 | [{'constraint': 'max_source_abstraction_ratio', 'actual': 0.95384659555244, 'target': 0.95, 'operator': '<=', 'violation': 0.0038465955524400464, 'scaled_violation': 0.004049047949936891}, {'constraint': 'max_wtw_utilization', 'actual': 0.9504333715186254, 'target': 0.95, 'operator': '<=', 'violation': 0.0004333715186254361, 'scaled_violation': 0.0004561805459215117}] | maximum scale-free violation at first failed capacity | [1200.0, 1250.0] | [[0.0, 1200.0]] | FALSE | 1350 | reclaimed_water_substitution_ratio
207 | 1.1948 | 8.6751 | 0.0024633 | 1150 | 1200 | max_source_abstraction_ratio | 0.003111 | [{'constraint': 'max_source_abstraction_ratio', 'actual': 0.9531109930850635, 'target': 0.95, 'operator': '<=', 'violation': 0.0031109930850635736, 'scaled_violation': 0.0032747295632248145}] | maximum scale-free violation at first failed capacity | [1150.0, 1200.0] | [[0.0, 1150.0]] | FALSE | 1300 | reclaimed_water_substitution_ratio
208 | 1.2854 | 3.8637 | 0.0038575 | 1000 | 1050 | max_source_abstraction_ratio | 0.00039017 | [{'constraint': 'max_source_abstraction_ratio', 'actual': 0.9503901705025102, 'target': 0.95, 'operator': '<=', 'violation': 0.0003901705025102231, 'scaled_violation': 0.00041070579211602434}] | maximum scale-free violation at first failed capacity | [1000.0, 1050.0] | [[0.0, 1000.0]] | FALSE | 1150 | reclaimed_water_substitution_ratio
209 | 1.2673 | 4.3219 | 0.0067086 | 1050 | 1100 | max_source_abstraction_ratio | 0.0065907 | [{'constraint': 'max_source_abstraction_ratio', 'actual': 0.9565906604390155, 'target': 0.95, 'operator': '<=', 'violation': 0.006590660439015572, 'scaled_violation': 0.0069375373042269185}, {'constraint': 'max_wtw_utilization', 'actual': 0.9531676171027418, 'target': 0.95, 'operator': '<=', 'violation': 0.0031676171027418265, 'scaled_violation': 0.0033343337923598176}] | maximum scale-free violation at first failed capacity | [1050.0, 1100.0] | [[0.0, 1050.0]] | FALSE | 1250 | reclaimed_water_substitution_ratio
210 | 1.231 | 4.939 | 0.0016415 | 1150 | 1200 | max_source_abstraction_ratio | 0.0061765 | [{'constraint': 'max_source_abstraction_ratio', 'actual': 0.9561764724852585, 'target': 0.95, 'operator': '<=', 'violation': 0.006176472485258544, 'scaled_violation': 0.006501549984482678}, {'constraint': 'max_wtw_utilization', 'actual': 0.9527549112702031, 'target': 0.95, 'operator': '<=', 'violation': 0.0027549112702031087, 'scaled_violation': 0.0028999066002137986}] | maximum scale-free violation at first failed capacity | [1150.0, 1200.0] | [[0.0, 1150.0]] | FALSE | 1250 | reclaimed_water_substitution_ratio
211 | 1.1773 | 7.0497 | 0.0075104 | 1100 | 1150 | max_source_abstraction_ratio | 0.0043733 | [{'constraint': 'max_source_abstraction_ratio', 'actual': 0.9543732730869781, 'target': 0.95, 'operator': '<=', 'violation': 0.004373273086978102, 'scaled_violation': 0.0046034453547137925}, {'constraint': 'max_wtw_utilization', 'actual': 0.9509581644016613, 'target': 0.95, 'operator': '<=', 'violation': 0.0009581644016612989, 'scaled_violation': 0.0010085941070118937}] | maximum scale-free violation at first failed capacity | [1100.0, 1150.0] | [[0.0, 1100.0]] | FALSE | 1300 | reclaimed_water_substitution_ratio
212 | 1.2346 | 6.3673 | 0.0069591 | 1050 | 1100 | max_source_abstraction_ratio | 0.0030784 | [{'constraint': 'max_source_abstraction_ratio', 'actual': 0.953078441288667, 'target': 0.95, 'operator': '<=', 'violation': 0.0030784412886670776, 'scaled_violation': 0.0032404645143863974}] | maximum scale-free violation at first failed capacity | [1050.0, 1100.0] | [[0.0, 1050.0]] | FALSE | 1250 | reclaimed_water_substitution_ratio
213 | 1.1799 | 6.1271 | 0.0064635 | 1100 | 1150 | max_source_abstraction_ratio | 0.0025515 | [{'constraint': 'max_source_abstraction_ratio', 'actual': 0.9525515244648523, 'target': 0.95, 'operator': '<=', 'violation': 0.002551524464852295, 'scaled_violation': 0.0026858152261603108}] | maximum scale-free violation at first failed capacity | [1100.0, 1150.0] | [[0.0, 1100.0]] | FALSE | 1300 | reclaimed_water_substitution_ratio
214 | 1.2267 | 5.8964 | 0.0041207 | 1100 | 1150 | max_source_abstraction_ratio | 0.0037285 | [{'constraint': 'max_source_abstraction_ratio', 'actual': 0.9537285192045046, 'target': 0.95, 'operator': '<=', 'violation': 0.0037285192045046767, 'scaled_violation': 0.003924757057373344}, {'constraint': 'max_wtw_utilization', 'actual': 0.9503157176925403, 'target': 0.95, 'operator': '<=', 'violation': 0.00031571769254035154, 'scaled_violation': 0.00033233441320037007}] | maximum scale-free violation at first failed capacity | [1100.0, 1150.0] | [[0.0, 1100.0]] | FALSE | 1250 | reclaimed_water_substitution_ratio
215 | 1.3043 | 6.3226 | 0.0051003 | 1000 | 1050 | max_source_abstraction_ratio | 0.00024975 | [{'constraint': 'max_source_abstraction_ratio', 'actual': 0.9502497547429849, 'target': 0.95, 'operator': '<=', 'violation': 0.00024975474298494227, 'scaled_violation': 0.00026289972945783396}] | maximum scale-free violation at first failed capacity | [1000.0, 1050.0] | [[0.0, 1000.0]] | FALSE | 1200 | reclaimed_water_substitution_ratio
216 | 1.1246 | 5.7566 | 0.0020923 | 1250 | 1300 | max_source_abstraction_ratio | 0.0058307 | [{'constraint': 'max_source_abstraction_ratio', 'actual': 0.9558307161305252, 'target': 0.95, 'operator': '<=', 'violation': 0.005830716130525215, 'scaled_violation': 0.006137595926868648}, {'constraint': 'max_wtw_utilization', 'actual': 0.9524103921625339, 'target': 0.95, 'operator': '<=', 'violation': 0.002410392162533914, 'scaled_violation': 0.002537254907930436}] | maximum scale-free violation at first failed capacity | [1250.0, 1300.0] | [[0.0, 1250.0]] | FALSE | 1350 | reclaimed_water_substitution_ratio
217 | 1.2676 | 3.4401 | 0.0074861 | 950 | 1000 | max_source_abstraction_ratio | 0.0030841 | [{'constraint': 'max_source_abstraction_ratio', 'actual': 0.9530841224286897, 'target': 0.95, 'operator': '<=', 'violation': 0.0030841224286897173, 'scaled_violation': 0.00324644466177865}] | maximum scale-free violation at first failed capacity | [950.0, 1000.0] | [[0.0, 950.0]] | FALSE | 1150 | reclaimed_water_substitution_ratio
218 | 1.2356 | 7.4725 | 0.0069845 | 1050 | 1100 | max_source_abstraction_ratio | 0.0032569 | [{'constraint': 'max_source_abstraction_ratio', 'actual': 0.9532569123393281, 'target': 0.95, 'operator': '<=', 'violation': 0.003256912339328122, 'scaled_violation': 0.0034283287782401286}] | maximum scale-free violation at first failed capacity | [1050.0, 1100.0] | [[0.0, 1050.0]] | FALSE | 1250 | reclaimed_water_substitution_ratio
219 | 1.1683 | 3.4311 | 0.0051534 | 1050 | 1100 | max_source_abstraction_ratio | 0.0018527 | [{'constraint': 'max_source_abstraction_ratio', 'actual': 0.9518527098889467, 'target': 0.95, 'operator': '<=', 'violation': 0.001852709888946702, 'scaled_violation': 0.0019502209357333707}] | maximum scale-free violation at first failed capacity | [1050.0, 1100.0] | [[0.0, 1050.0]] | FALSE | 1250 | reclaimed_water_substitution_ratio
220 | 1.1666 | 8.6418 | 0.0055306 | 1150 | 1200 | max_source_abstraction_ratio | 0.0059113 | [{'constraint': 'max_source_abstraction_ratio', 'actual': 0.955911292934467, 'target': 0.95, 'operator': '<=', 'violation': 0.005911292934467016, 'scaled_violation': 0.006222413615228438}, {'constraint': 'max_wtw_utilization', 'actual': 0.9524906806321826, 'target': 0.95, 'operator': '<=', 'violation': 0.002490680632182607, 'scaled_violation': 0.0026217690865080073}] | maximum scale-free violation at first failed capacity | [1150.0, 1200.0] | [[0.0, 1150.0]] | FALSE | 1350 | reclaimed_water_substitution_ratio
221 | 1.2877 | 4.7116 | 0.0056553 | 1050 | 1100 | max_source_abstraction_ratio | 0.0070083 | [{'constraint': 'max_source_abstraction_ratio', 'actual': 0.9570083375928342, 'target': 0.95, 'operator': '<=', 'violation': 0.007008337592834257, 'scaled_violation': 0.007377197466141324}, {'constraint': 'max_wtw_utilization', 'actual': 0.953583799649664, 'target': 0.95, 'operator': '<=', 'violation': 0.0035837996496640434, 'scaled_violation': 0.003772420683856888}] | maximum scale-free violation at first failed capacity | [1050.0, 1100.0] | [[0.0, 1050.0]] | FALSE | 1200 | reclaimed_water_substitution_ratio
222 | 1.1396 | 5.7445 | 0.0075593 | 1150 | 1200 | max_source_abstraction_ratio | 0.0066523 | [{'constraint': 'max_source_abstraction_ratio', 'actual': 0.9566522788313154, 'target': 0.95, 'operator': '<=', 'violation': 0.006652278831315472, 'scaled_violation': 0.007002398769805761}, {'constraint': 'max_wtw_utilization', 'actual': 0.9532290150011191, 'target': 0.95, 'operator': '<=', 'violation': 0.003229015001119162, 'scaled_violation': 0.0033989631590728023}] | maximum scale-free violation at first failed capacity | [1150.0, 1200.0] | [[0.0, 1150.0]] | FALSE | 1350 | reclaimed_water_substitution_ratio
223 | 1.2018 | 8.3009 | 0.0043551 | 1100 | 1150 | max_source_abstraction_ratio | 0.0010247 | [{'constraint': 'max_source_abstraction_ratio', 'actual': 0.9510247050736385, 'target': 0.95, 'operator': '<=', 'violation': 0.0010247050736384988, 'scaled_violation': 0.0010786369196194726}] | maximum scale-free violation at first failed capacity | [1100.0, 1150.0] | [[0.0, 1100.0]] | FALSE | 1300 | reclaimed_water_substitution_ratio
224 | 1.1764 | 8.9966 | 0.007452 | 1100 | 1150 | max_source_abstraction_ratio | 0.0041291 | [{'constraint': 'max_source_abstraction_ratio', 'actual': 0.9541290789034057, 'target': 0.95, 'operator': '<=', 'violation': 0.004129078903405747, 'scaled_violation': 0.0043463988456902605}, {'constraint': 'max_wtw_utilization', 'actual': 0.9507148440372757, 'target': 0.95, 'operator': '<=', 'violation': 0.0007148440372757303, 'scaled_violation': 0.0007524674076586635}] | maximum scale-free violation at first failed capacity | [1100.0, 1150.0] | [[0.0, 1100.0]] | FALSE | 1300 | reclaimed_water_substitution_ratio
225 | 1.3241 | 6.8278 | 0.003828 | 1000 | 1050 | max_source_abstraction_ratio | 0.00018599 | [{'constraint': 'max_source_abstraction_ratio', 'actual': 0.9501859863343862, 'target': 0.95, 'operator': '<=', 'violation': 0.00018598633438626777, 'scaled_violation': 0.0001957750888276503}] | maximum scale-free violation at first failed capacity | [1000.0, 1050.0] | [[0.0, 1000.0]] | FALSE | 1150 | reclaimed_water_substitution_ratio
226 | 1.192 | 8.7121 | 0.0051274 | 1100 | 1150 | max_source_abstraction_ratio | 0.001366 | [{'constraint': 'max_source_abstraction_ratio', 'actual': 0.9513660281535963, 'target': 0.95, 'operator': '<=', 'violation': 0.0013660281535963215, 'scaled_violation': 0.0014379243722066543}] | maximum scale-free violation at first failed capacity | [1100.0, 1150.0] | [[0.0, 1100.0]] | FALSE | 1300 | reclaimed_water_substitution_ratio
227 | 1.2269 | 3.2994 | 0.0013658 | 1050 | 1100 | max_source_abstraction_ratio | 0.0037622 | [{'constraint': 'max_source_abstraction_ratio', 'actual': 0.9537622138949181, 'target': 0.95, 'operator': '<=', 'violation': 0.003762213894918154, 'scaled_violation': 0.0039602251525454255}, {'constraint': 'max_wtw_utilization', 'actual': 0.9503492918106022, 'target': 0.95, 'operator': '<=', 'violation': 0.0003492918106022813, 'scaled_violation': 0.00036767559010766453}] | maximum scale-free violation at first failed capacity | [1050.0, 1100.0] | [[0.0, 1050.0]] | FALSE | 1150 | reclaimed_water_substitution_ratio
228 | 1.332 | 5.5851 | 0.0014477 | 1050 | 1100 | max_source_abstraction_ratio | 0.0041794 | [{'constraint': 'max_source_abstraction_ratio', 'actual': 0.9541794304590121, 'target': 0.95, 'operator': '<=', 'violation': 0.004179430459012146, 'scaled_violation': 0.00439940048317068}, {'constraint': 'max_wtw_utilization', 'actual': 0.9507650154159643, 'target': 0.95, 'operator': '<=', 'violation': 0.0007650154159642986, 'scaled_violation': 0.0008052793852255775}] | maximum scale-free violation at first failed capacity | [1050.0, 1100.0] | [[0.0, 1050.0]] | FALSE | 1150 | reclaimed_water_substitution_ratio
229 | 1.1535 | 5.7842 | 0.0021117 | 1200 | 1250 | max_source_abstraction_ratio | 0.003448 | [{'constraint': 'max_source_abstraction_ratio', 'actual': 0.9534479939329648, 'target': 0.95, 'operator': '<=', 'violation': 0.003447993932964799, 'scaled_violation': 0.0036294672978576833}, {'constraint': 'max_wtw_utilization', 'actual': 0.9500361962465669, 'target': 0.95, 'operator': '<=', 'violation': 3.6196246566921886e-05, 'scaled_violation': 3.810131217570725e-05}] | maximum scale-free violation at first failed capacity | [1200.0, 1250.0] | [[0.0, 1200.0]] | FALSE | 1350 | reclaimed_water_substitution_ratio
230 | 1.1948 | 5.6992 | 0.0027317 | 1150 | 1200 | max_source_abstraction_ratio | 0.0036854 | [{'constraint': 'max_source_abstraction_ratio', 'actual': 0.9536854012742959, 'target': 0.95, 'operator': '<=', 'violation': 0.003685401274295952, 'scaled_violation': 0.0038793697624167917}, {'constraint': 'max_wtw_utilization', 'actual': 0.9502727540546008, 'target': 0.95, 'operator': '<=', 'violation': 0.00027275405460081004, 'scaled_violation': 0.00028710953115874743}] | maximum scale-free violation at first failed capacity | [1150.0, 1200.0] | [[0.0, 1150.0]] | FALSE | 1300 | reclaimed_water_substitution_ratio
231 | 1.2775 | 4.1034 | 0.0037056 | 1050 | 1100 | max_source_abstraction_ratio | 0.0040752 | [{'constraint': 'max_source_abstraction_ratio', 'actual': 0.9540751941956266, 'target': 0.95, 'operator': '<=', 'violation': 0.00407519419562663, 'scaled_violation': 0.004289678100659611}, {'constraint': 'max_wtw_utilization', 'actual': 0.9506611521493697, 'target': 0.95, 'operator': '<=', 'violation': 0.0006611521493697925, 'scaled_violation': 0.000695949630915571}] | maximum scale-free violation at first failed capacity | [1050.0, 1100.0] | [[0.0, 1050.0]] | FALSE | 1200 | reclaimed_water_substitution_ratio
232 | 1.2384 | 6.7274 | 0.0074507 | 1050 | 1100 | max_source_abstraction_ratio | 0.0045021 | [{'constraint': 'max_source_abstraction_ratio', 'actual': 0.9545020990424006, 'target': 0.95, 'operator': '<=', 'violation': 0.00450209904240062, 'scaled_violation': 0.0047390516235796005}, {'constraint': 'max_wtw_utilization', 'actual': 0.9510865293690703, 'target': 0.95, 'operator': '<=', 'violation': 0.001086529369070388, 'scaled_violation': 0.0011437151253372508}] | maximum scale-free violation at first failed capacity | [1050.0, 1100.0] | [[0.0, 1050.0]] | FALSE | 1250 | reclaimed_water_substitution_ratio
233 | 1.3537 | 3.0721 | 0.0062062 | 850 | 900 | max_source_abstraction_ratio | 0.00015809 | [{'constraint': 'max_source_abstraction_ratio', 'actual': 0.9501580932232506, 'target': 0.95, 'operator': '<=', 'violation': 0.000158093223250666, 'scaled_violation': 0.00016641391921122737}] | maximum scale-free violation at first failed capacity | [850.0, 900.0] | [[0.0, 850.0]] | FALSE | 1050 | reclaimed_water_substitution_ratio
234 | 1.2723 | 4.7946 | 0.0052944 | 1050 | 1100 | max_source_abstraction_ratio | 0.0044208 | [{'constraint': 'max_source_abstraction_ratio', 'actual': 0.9544207677996529, 'target': 0.95, 'operator': '<=', 'violation': 0.004420767799652947, 'scaled_violation': 0.004653439789108366}, {'constraint': 'max_wtw_utilization', 'actual': 0.9510054891602834, 'target': 0.95, 'operator': '<=', 'violation': 0.0010054891602834237, 'scaled_violation': 0.001058409642403604}] | maximum scale-free violation at first failed capacity | [1050.0, 1100.0] | [[0.0, 1050.0]] | FALSE | 1200 | reclaimed_water_substitution_ratio
235 | 1.2804 | 8.1741 | 0.0066176 | 1000 | 1050 | max_source_abstraction_ratio | 0.00031146 | [{'constraint': 'max_source_abstraction_ratio', 'actual': 0.9503114584098737, 'target': 0.95, 'operator': '<=', 'violation': 0.00031145840987378826, 'scaled_violation': 0.00032785095776188236}] | maximum scale-free violation at first failed capacity | [1000.0, 1050.0] | [[0.0, 1000.0]] | FALSE | 1200 | reclaimed_water_substitution_ratio
236 | 1.121 | 6.0249 | 0.00086041 | 1250 | 1300 | max_source_abstraction_ratio | 0.00246 | [{'constraint': 'max_source_abstraction_ratio', 'actual': 0.9524599919493371, 'target': 0.95, 'operator': '<=', 'violation': 0.0024599919493371036, 'scaled_violation': 0.0025894652098285304}] | maximum scale-free violation at first failed capacity | [1250.0, 1300.0] | [[0.0, 1250.0]] | FALSE | 1350 | reclaimed_water_substitution_ratio
237 | 1.3392 | 8.7358 | 0.0031917 | 1000 | 1050 | max_source_abstraction_ratio | 0.00075145 | [{'constraint': 'max_source_abstraction_ratio', 'actual': 0.95075145202014, 'target': 0.95, 'operator': '<=', 'violation': 0.0007514520201400421, 'scaled_violation': 0.0007910021264632023}] | maximum scale-free violation at first failed capacity | [1000.0, 1050.0] | [[0.0, 1000.0]] | FALSE | 1150 | reclaimed_water_substitution_ratio
238 | 1.3245 | 3.8768 | 0.0021471 | 1000 | 1050 | max_source_abstraction_ratio | 0.0016379 | [{'constraint': 'max_source_abstraction_ratio', 'actual': 0.9516379061574342, 'target': 0.95, 'operator': '<=', 'violation': 0.001637906157434199, 'scaled_violation': 0.001724111744667578}] | maximum scale-free violation at first failed capacity | [1000.0, 1050.0] | [[0.0, 1000.0]] | FALSE | 1150 | reclaimed_water_substitution_ratio
239 | 1.1454 | 3.927 | 0.0011846 | 1200 | 1250 | max_source_abstraction_ratio | 0.0043095 | [{'constraint': 'max_source_abstraction_ratio', 'actual': 0.9543095027622663, 'target': 0.95, 'operator': '<=', 'violation': 0.004309502762266382, 'scaled_violation': 0.004536318697122507}, {'constraint': 'max_wtw_utilization', 'actual': 0.9508946222713007, 'target': 0.95, 'operator': '<=', 'violation': 0.0008946222713007712, 'scaled_violation': 0.0009417076540008118}] | maximum scale-free violation at first failed capacity | [1200.0, 1250.0] | [[0.0, 1200.0]] | FALSE | 1300 | reclaimed_water_substitution_ratio
240 | 1.1503 | 6.7493 | 0.0069993 | 1150 | 1200 | max_source_abstraction_ratio | 0.0068862 | [{'constraint': 'max_source_abstraction_ratio', 'actual': 0.9568861562570548, 'target': 0.95, 'operator': '<=', 'violation': 0.0068861562570547985, 'scaled_violation': 0.007248585533741894}, {'constraint': 'max_wtw_utilization', 'actual': 0.9534620555249348, 'target': 0.95, 'operator': '<=', 'violation': 0.0034620555249348373, 'scaled_violation': 0.0036442689736156182}] | maximum scale-free violation at first failed capacity | [1150.0, 1200.0] | [[0.0, 1150.0]] | FALSE | 1350 | reclaimed_water_substitution_ratio
241 | 1.1224 | 7.2108 | 0.0058319 | 1150 | 1200 | max_source_abstraction_ratio | 0.00067431 | [{'constraint': 'max_source_abstraction_ratio', 'actual': 0.9506743088747497, 'target': 0.95, 'operator': '<=', 'violation': 0.0006743088747497294, 'scaled_violation': 0.000709798815526031}] | maximum scale-free violation at first failed capacity | [1150.0, 1200.0] | [[0.0, 1150.0]] | FALSE | 1400 | reclaimed_water_substitution_ratio
242 | 1.3577 | 3.2993 | 0.0009511 | 950 | 1000 | max_source_abstraction_ratio | 0.0036685 | [{'constraint': 'max_source_abstraction_ratio', 'actual': 0.9536684912422885, 'target': 0.95, 'operator': '<=', 'violation': 0.0036684912422885185, 'scaled_violation': 0.0038615697287247563}, {'constraint': 'max_wtw_utilization', 'actual': 0.9502559045330864, 'target': 0.95, 'operator': '<=', 'violation': 0.00025590453308643735, 'scaled_violation': 0.00026937319272256566}] | maximum scale-free violation at first failed capacity | [950.0, 1000.0] | [[0.0, 950.0]] | FALSE | 1050 | reclaimed_water_substitution_ratio
243 | 1.2823 | 4.4793 | 0.0042854 | 1050 | 1100 | max_source_abstraction_ratio | 0.0036649 | [{'constraint': 'max_source_abstraction_ratio', 'actual': 0.95366494684065, 'target': 0.95, 'operator': '<=', 'violation': 0.0036649468406499963, 'scaled_violation': 0.003857838779631575}, {'constraint': 'max_wtw_utilization', 'actual': 0.9502523728146578, 'target': 0.95, 'operator': '<=', 'violation': 0.0002523728146578419, 'scaled_violation': 0.0002656555943766757}] | maximum scale-free violation at first failed capacity | [1050.0, 1100.0] | [[0.0, 1050.0]] | FALSE | 1200 | reclaimed_water_substitution_ratio
244 | 1.2437 | 8.6466 | 0.0033347 | 1100 | 1150 | max_source_abstraction_ratio | 0.0042843 | [{'constraint': 'max_source_abstraction_ratio', 'actual': 0.9542843004263388, 'target': 0.95, 'operator': '<=', 'violation': 0.004284300426338872, 'scaled_violation': 0.004509789922461971}, {'constraint': 'max_wtw_utilization', 'actual': 0.9508695101188673, 'target': 0.95, 'operator': '<=', 'violation': 0.0008695101188673782, 'scaled_violation': 0.0009152738093340824}] | maximum scale-free violation at first failed capacity | [1100.0, 1150.0] | [[0.0, 1100.0]] | FALSE | 1250 | reclaimed_water_substitution_ratio
245 | 1.2693 | 4.0283 | 0.0034182 | 1050 | 1100 | max_source_abstraction_ratio | 0.0032909 | [{'constraint': 'max_source_abstraction_ratio', 'actual': 0.9532908890483375, 'target': 0.95, 'operator': '<=', 'violation': 0.0032908890483375197, 'scaled_violation': 0.003464093735092126}] | maximum scale-free violation at first failed capacity | [1050.0, 1100.0] | [[0.0, 1050.0]] | FALSE | 1200 | reclaimed_water_substitution_ratio
246 | 1.1212 | 5.6958 | 0.0015004 | 1250 | 1300 | max_source_abstraction_ratio | 0.0039574 | [{'constraint': 'max_source_abstraction_ratio', 'actual': 0.9539573770580098, 'target': 0.95, 'operator': '<=', 'violation': 0.003957377058009803, 'scaled_violation': 0.004165660061062951}, {'constraint': 'max_wtw_utilization', 'actual': 0.9505437566060507, 'target': 0.95, 'operator': '<=', 'violation': 0.0005437566060507715, 'scaled_violation': 0.0005723753747902858}] | maximum scale-free violation at first failed capacity | [1250.0, 1300.0] | [[0.0, 1250.0]] | FALSE | 1350 | reclaimed_water_substitution_ratio
247 | 1.2491 | 5.2518 | 0.00077332 | 1150 | 1200 | max_source_abstraction_ratio | 0.0067357 | [{'constraint': 'max_source_abstraction_ratio', 'actual': 0.9567356549224343, 'target': 0.95, 'operator': '<=', 'violation': 0.006735654922434331, 'scaled_violation': 0.007090163076246664}, {'constraint': 'max_wtw_utilization', 'actual': 0.9533120927410361, 'target': 0.95, 'operator': '<=', 'violation': 0.0033120927410361656, 'scaled_violation': 0.0034864134116170164}] | maximum scale-free violation at first failed capacity | [1150.0, 1200.0] | [[0.0, 1150.0]] | FALSE | 1250 | reclaimed_water_substitution_ratio
248 | 1.2033 | 8.7963 | 0.0064822 | 1100 | 1150 | max_source_abstraction_ratio | 0.005585 | [{'constraint': 'max_source_abstraction_ratio', 'actual': 0.9555849683232238, 'target': 0.95, 'operator': '<=', 'violation': 0.00558496832322386, 'scaled_violation': 0.005878914024446169}, {'constraint': 'max_wtw_utilization', 'actual': 0.9521655237338726, 'target': 0.95, 'operator': '<=', 'violation': 0.0021655237338726874, 'scaled_violation': 0.002279498667234408}] | maximum scale-free violation at first failed capacity | [1100.0, 1150.0] | [[0.0, 1100.0]] | FALSE | 1300 | reclaimed_water_substitution_ratio
249 | 1.1269 | 3.4202 | 0.0027375 | 1150 | 1200 | max_source_abstraction_ratio | 0.0054487 | [{'constraint': 'max_source_abstraction_ratio', 'actual': 0.9554487033548913, 'target': 0.95, 'operator': '<=', 'violation': 0.005448703354891338, 'scaled_violation': 0.0057354772156750925}, {'constraint': 'max_wtw_utilization', 'actual': 0.9520297463731565, 'target': 0.95, 'operator': '<=', 'violation': 0.00202974637315656, 'scaled_violation': 0.0021365751296384843}] | maximum scale-free violation at first failed capacity | [1150.0, 1200.0] | [[0.0, 1150.0]] | FALSE | 1300 | reclaimed_water_substitution_ratio
250 | 1.1264 | 6.353 | 0.0062749 | 1150 | 1200 | max_source_abstraction_ratio | 0.002151 | [{'constraint': 'max_source_abstraction_ratio', 'actual': 0.9521509530073089, 'target': 0.95, 'operator': '<=', 'violation': 0.0021509530073089422, 'scaled_violation': 0.0022641610603252025}] | maximum scale-free violation at first failed capacity | [1150.0, 1200.0] | [[0.0, 1150.0]] | FALSE | 1400 | reclaimed_water_substitution_ratio
251 | 1.3188 | 8.2667 | 0.0068717 | 1000 | 1050 | max_source_abstraction_ratio | 0.0052619 | [{'constraint': 'max_source_abstraction_ratio', 'actual': 0.9552619224704931, 'target': 0.95, 'operator': '<=', 'violation': 0.005261922470493174, 'scaled_violation': 0.005538865758413868}, {'constraint': 'max_wtw_utilization', 'actual': 0.9518436338614364, 'target': 0.95, 'operator': '<=', 'violation': 0.0018436338614364889, 'scaled_violation': 0.0019406672225647252}] | maximum scale-free violation at first failed capacity | [1000.0, 1050.0] | [[0.0, 1000.0]] | FALSE | 1200 | reclaimed_water_substitution_ratio
252 | 1.2687 | 8.257 | 0.0049729 | 1050 | 1100 | max_source_abstraction_ratio | 0.0033474 | [{'constraint': 'max_source_abstraction_ratio', 'actual': 0.953347421894121, 'target': 0.95, 'operator': '<=', 'violation': 0.003347421894121072, 'scaled_violation': 0.003523601993811655}] | maximum scale-free violation at first failed capacity | [1050.0, 1100.0] | [[0.0, 1050.0]] | FALSE | 1200 | reclaimed_water_substitution_ratio
253 | 1.2846 | 8.3369 | 0.0070791 | 1000 | 1050 | max_source_abstraction_ratio | 0.0016658 | [{'constraint': 'max_source_abstraction_ratio', 'actual': 0.9516657869081714, 'target': 0.95, 'operator': '<=', 'violation': 0.0016657869081714294, 'scaled_violation': 0.0017534599033383468}] | maximum scale-free violation at first failed capacity | [1000.0, 1050.0] | [[0.0, 1000.0]] | FALSE | 1200 | reclaimed_water_substitution_ratio
254 | 1.1434 | 5.0572 | 0.0033472 | 1200 | 1250 | max_source_abstraction_ratio | 0.0047996 | [{'constraint': 'max_source_abstraction_ratio', 'actual': 0.9547996040742676, 'target': 0.95, 'operator': '<=', 'violation': 0.004799604074267605, 'scaled_violation': 0.005052214815018532}, {'constraint': 'max_wtw_utilization', 'actual': 0.951382969815364, 'target': 0.95, 'operator': '<=', 'violation': 0.0013829698153640102, 'scaled_violation': 0.0014557577003831688}] | maximum scale-free violation at first failed capacity | [1200.0, 1250.0] | [[0.0, 1200.0]] | FALSE | 1350 | reclaimed_water_substitution_ratio
255 | 1.3201 | 5.4117 | 0.0044694 | 1000 | 1050 | max_source_abstraction_ratio | 0.00092081 | [{'constraint': 'max_source_abstraction_ratio', 'actual': 0.9509208133023861, 'target': 0.95, 'operator': '<=', 'violation': 0.0009208133023861365, 'scaled_violation': 0.0009692771604064594}] | maximum scale-free violation at first failed capacity | [1000.0, 1050.0] | [[0.0, 1000.0]] | FALSE | 1150 | reclaimed_water_substitution_ratio
256 | 1.2267 | 5.0939 | 0.00061768 | 1150 | 1200 | max_source_abstraction_ratio | 0.0034131 | [{'constraint': 'max_source_abstraction_ratio', 'actual': 0.9534131459714358, 'target': 0.95, 'operator': '<=', 'violation': 0.003413145971435827, 'scaled_violation': 0.003592785233090344}, {'constraint': 'max_wtw_utilization', 'actual': 0.9500014729842298, 'target': 0.95, 'operator': '<=', 'violation': 1.472984229811125e-06, 'scaled_violation': 1.550509715590658e-06}] | maximum scale-free violation at first failed capacity | [1150.0, 1200.0] | [[0.0, 1150.0]] | FALSE | 1250 | reclaimed_water_substitution_ratio
257 | 1.2093 | 8.0575 | 0.0052928 | 1100 | 1150 | max_source_abstraction_ratio | 0.0039127 | [{'constraint': 'max_source_abstraction_ratio', 'actual': 0.953912653032025, 'target': 0.95, 'operator': '<=', 'violation': 0.0039126530320250374, 'scaled_violation': 0.004118582138973724}, {'constraint': 'max_wtw_utilization', 'actual': 0.9504991926195536, 'target': 0.95, 'operator': '<=', 'violation': 0.0004991926195536678, 'scaled_violation': 0.0005254659153196503}] | maximum scale-free violation at first failed capacity | [1100.0, 1150.0] | [[0.0, 1100.0]] | FALSE | 1300 | reclaimed_water_substitution_ratio
258 | 1.342 | 3.7788 | 0.0067093 | 950 | 1000 | max_source_abstraction_ratio | 0.0054559 | [{'constraint': 'max_source_abstraction_ratio', 'actual': 0.9554558741960233, 'target': 0.95, 'operator': '<=', 'violation': 0.005455874196023336, 'scaled_violation': 0.005743025469498249}, {'constraint': 'max_wtw_utilization', 'actual': 0.9520368915543057, 'target': 0.95, 'operator': '<=', 'violation': 0.002036891554305753, 'scaled_violation': 0.0021440963729534245}] | maximum scale-free violation at first failed capacity | [950.0, 1000.0] | [[0.0, 950.0]] | FALSE | 1100 | reclaimed_water_substitution_ratio
259 | 1.125 | 6.238 | 0.0013228 | 1250 | 1300 | max_source_abstraction_ratio | 0.0041037 | [{'constraint': 'max_source_abstraction_ratio', 'actual': 0.9541037298167255, 'target': 0.95, 'operator': '<=', 'violation': 0.0041037298167255765, 'scaled_violation': 0.004319715596553238}, {'constraint': 'max_wtw_utilization', 'actual': 0.9506895856592191, 'target': 0.95, 'operator': '<=', 'violation': 0.0006895856592191718, 'scaled_violation': 0.0007258796412833387}] | maximum scale-free violation at first failed capacity | [1250.0, 1300.0] | [[0.0, 1250.0]] | FALSE | 1350 | reclaimed_water_substitution_ratio
260 | 1.3492 | 7.8954 | 0.0028362 | 1000 | 1050 | max_source_abstraction_ratio | 0.0012582 | [{'constraint': 'max_source_abstraction_ratio', 'actual': 0.9512581766543148, 'target': 0.95, 'operator': '<=', 'violation': 0.0012581766543148243, 'scaled_violation': 0.0013243964782261308}] | maximum scale-free violation at first failed capacity | [1000.0, 1050.0] | [[0.0, 1000.0]] | FALSE | 1150 | reclaimed_water_substitution_ratio
261 | 1.2917 | 6.1214 | 0.0015427 | 1100 | 1150 | max_source_abstraction_ratio | 0.0067525 | [{'constraint': 'max_source_abstraction_ratio', 'actual': 0.9567525089491958, 'target': 0.95, 'operator': '<=', 'violation': 0.006752508949195879, 'scaled_violation': 0.007107904157048294}, {'constraint': 'max_wtw_utilization', 'actual': 0.9533288864577127, 'target': 0.95, 'operator': '<=', 'violation': 0.0033288864577127875, 'scaled_violation': 0.003504091008118724}] | maximum scale-free violation at first failed capacity | [1100.0, 1150.0] | [[0.0, 1100.0]] | FALSE | 1200 | reclaimed_water_substitution_ratio
262 | 1.176 | 8.574 | 0.0011523 | 1200 | 1250 | max_source_abstraction_ratio | 0.0044295 | [{'constraint': 'max_source_abstraction_ratio', 'actual': 0.9544295288626125, 'target': 0.95, 'operator': '<=', 'violation': 0.004429528862612497, 'scaled_violation': 0.004662661960644734}, {'constraint': 'max_wtw_utilization', 'actual': 0.9510142188728447, 'target': 0.95, 'operator': '<=', 'violation': 0.0010142188728446966, 'scaled_violation': 0.0010675988135207333}] | maximum scale-free violation at first failed capacity | [1200.0, 1250.0] | [[0.0, 1200.0]] | FALSE | 1300 | reclaimed_water_substitution_ratio
263 | 1.3424 | 3.3027 | 0.0024896 | 950 | 1000 | max_source_abstraction_ratio | 0.0047461 | [{'constraint': 'max_source_abstraction_ratio', 'actual': 0.9547461314962103, 'target': 0.95, 'operator': '<=', 'violation': 0.004746131496210393, 'scaled_violation': 0.004995927890747782}, {'constraint': 'max_wtw_utilization', 'actual': 0.9513296885824238, 'target': 0.95, 'operator': '<=', 'violation': 0.0013296885824238824, 'scaled_violation': 0.0013996721920251395}] | maximum scale-free violation at first failed capacity | [950.0, 1000.0] | [[0.0, 950.0]] | FALSE | 1050 | reclaimed_water_substitution_ratio
264 | 1.1862 | 4.2845 | 0.0074759 | 1100 | 1150 | max_source_abstraction_ratio | 0.0057895 | [{'constraint': 'max_source_abstraction_ratio', 'actual': 0.9557894663962619, 'target': 0.95, 'operator': '<=', 'violation': 0.0057894663962619886, 'scaled_violation': 0.006094175153959988}, {'constraint': 'max_wtw_utilization', 'actual': 0.9523692900354278, 'target': 0.95, 'operator': '<=', 'violation': 0.002369290035427851, 'scaled_violation': 0.0024939895109766857}] | maximum scale-free violation at first failed capacity | [1100.0, 1150.0] | [[0.0, 1100.0]] | FALSE | 1300 | reclaimed_water_substitution_ratio
265 | 1.3466 | 4.4912 | 0.0049558 | 1000 | 1050 | max_source_abstraction_ratio | 0.0049195 | [{'constraint': 'max_source_abstraction_ratio', 'actual': 0.9549195211716994, 'target': 0.95, 'operator': '<=', 'violation': 0.00491952117169947, 'scaled_violation': 0.005178443338631021}, {'constraint': 'max_wtw_utilization', 'actual': 0.9515024578040471, 'target': 0.95, 'operator': '<=', 'violation': 0.0015024578040471193, 'scaled_violation': 0.0015815345305759151}] | maximum scale-free violation at first failed capacity | [1000.0, 1050.0] | [[0.0, 1000.0]] | FALSE | 1150 | reclaimed_water_substitution_ratio
266 | 1.1817 | 6.0076 | 0.0028456 | 1150 | 1200 | max_source_abstraction_ratio | 0.0021815 | [{'constraint': 'max_source_abstraction_ratio', 'actual': 0.9521814906427092, 'target': 0.95, 'operator': '<=', 'violation': 0.0021814906427092273, 'scaled_violation': 0.0022963059396939236}] | maximum scale-free violation at first failed capacity | [1150.0, 1200.0] | [[0.0, 1150.0]] | FALSE | 1300 | reclaimed_water_substitution_ratio
267 | 1.2905 | 7.3598 | 0.00073798 | 1100 | 1150 | max_source_abstraction_ratio | 0.0049487 | [{'constraint': 'max_source_abstraction_ratio', 'actual': 0.9549487242244515, 'target': 0.95, 'operator': '<=', 'violation': 0.004948724224451584, 'scaled_violation': 0.005209183394159562}, {'constraint': 'max_wtw_utilization', 'actual': 0.9515315563572269, 'target': 0.95, 'operator': '<=', 'violation': 0.0015315563572269042, 'scaled_violation': 0.0016121645865546362}] | maximum scale-free violation at first failed capacity | [1100.0, 1150.0] | [[0.0, 1100.0]] | FALSE | 1200 | reclaimed_water_substitution_ratio
268 | 1.1722 | 5.9221 | 0.00096565 | 1200 | 1250 | max_source_abstraction_ratio | 0.0034876 | [{'constraint': 'max_source_abstraction_ratio', 'actual': 0.9534875758452026, 'target': 0.95, 'operator': '<=', 'violation': 0.0034875758452026506, 'scaled_violation': 0.0036711324686343693}, {'constraint': 'max_wtw_utilization', 'actual': 0.9500756365197456, 'target': 0.95, 'operator': '<=', 'violation': 7.563651974562546e-05, 'scaled_violation': 7.961738920592154e-05}] | maximum scale-free violation at first failed capacity | [1200.0, 1250.0] | [[0.0, 1200.0]] | FALSE | 1300 | reclaimed_water_substitution_ratio
269 | 1.3413 | 5.5605 | 0.0026543 | 1050 | 1100 | max_source_abstraction_ratio | 0.0076768 | [{'constraint': 'max_source_abstraction_ratio', 'actual': 0.9576768122515721, 'target': 0.95, 'operator': '<=', 'violation': 0.007676812251572129, 'scaled_violation': 0.008080855001654874}, {'constraint': 'max_wtw_utilization', 'actual': 0.9542498822531368, 'target': 0.95, 'operator': '<=', 'violation': 0.0042498822531368274, 'scaled_violation': 0.004473560266459818}] | maximum scale-free violation at first failed capacity | [1050.0, 1100.0] | [[0.0, 1050.0]] | FALSE | 1150 | reclaimed_water_substitution_ratio
270 | 1.3383 | 4.0082 | 0.00624 | 950 | 1000 | max_source_abstraction_ratio | 0.0014586 | [{'constraint': 'max_source_abstraction_ratio', 'actual': 0.9514586345830501, 'target': 0.95, 'operator': '<=', 'violation': 0.001458634583050178, 'scaled_violation': 0.0015354048242633453}] | maximum scale-free violation at first failed capacity | [950.0, 1000.0] | [[0.0, 950.0]] | FALSE | 1150 | reclaimed_water_substitution_ratio
271 | 1.2637 | 4.5793 | 0.0047764 | 1050 | 1100 | max_source_abstraction_ratio | 0.0023531 | [{'constraint': 'max_source_abstraction_ratio', 'actual': 0.9523531209385264, 'target': 0.95, 'operator': '<=', 'violation': 0.002353120938526465, 'scaled_violation': 0.0024769694089752264}] | maximum scale-free violation at first failed capacity | [1050.0, 1100.0] | [[0.0, 1050.0]] | FALSE | 1250 | reclaimed_water_substitution_ratio
272 | 1.2707 | 6.562 | 0.005037 | 1050 | 1100 | max_source_abstraction_ratio | 0.0037247 | [{'constraint': 'max_source_abstraction_ratio', 'actual': 0.9537247230221724, 'target': 0.95, 'operator': '<=', 'violation': 0.003724723022172416, 'scaled_violation': 0.003920761075970964}, {'constraint': 'max_wtw_utilization', 'actual': 0.9503119350943849, 'target': 0.95, 'operator': '<=', 'violation': 0.00031193509438498523, 'scaled_violation': 0.0003283527309315634}] | maximum scale-free violation at first failed capacity | [1050.0, 1100.0] | [[0.0, 1050.0]] | FALSE | 1200 | reclaimed_water_substitution_ratio
273 | 1.1595 | 8.4842 | 0.0047185 | 1150 | 1200 | max_source_abstraction_ratio | 0.0032255 | [{'constraint': 'max_source_abstraction_ratio', 'actual': 0.9532255183736187, 'target': 0.95, 'operator': '<=', 'violation': 0.00322551837361873, 'scaled_violation': 0.0033952824985460316}] | maximum scale-free violation at first failed capacity | [1150.0, 1200.0] | [[0.0, 1150.0]] | FALSE | 1350 | reclaimed_water_substitution_ratio
274 | 1.1333 | 7.8178 | 0.0062156 | 1150 | 1200 | max_source_abstraction_ratio | 0.0029464 | [{'constraint': 'max_source_abstraction_ratio', 'actual': 0.9529463918909867, 'target': 0.95, 'operator': '<=', 'violation': 0.002946391890986777, 'scaled_violation': 0.0031014651484071337}] | maximum scale-free violation at first failed capacity | [1150.0, 1200.0] | [[0.0, 1150.0]] | FALSE | 1400 | reclaimed_water_substitution_ratio
275 | 1.1805 | 8.6321 | 0.0072142 | 1100 | 1150 | max_source_abstraction_ratio | 0.0041627 | [{'constraint': 'max_source_abstraction_ratio', 'actual': 0.9541626938736004, 'target': 0.95, 'operator': '<=', 'violation': 0.004162693873600465, 'scaled_violation': 0.004381783024842594}, {'constraint': 'max_wtw_utilization', 'actual': 0.9507483387203878, 'target': 0.95, 'operator': '<=', 'violation': 0.00074833872038782, 'scaled_violation': 0.0007877249688292842}] | maximum scale-free violation at first failed capacity | [1100.0, 1150.0] | [[0.0, 1100.0]] | FALSE | 1300 | reclaimed_water_substitution_ratio
276 | 1.2426 | 7.292 | 0.0058083 | 1050 | 1100 | max_source_abstraction_ratio | 0.0018057 | [{'constraint': 'max_source_abstraction_ratio', 'actual': 0.9518056573955288, 'target': 0.95, 'operator': '<=', 'violation': 0.001805657395528848, 'scaled_violation': 0.0019006919952935242}] | maximum scale-free violation at first failed capacity | [1050.0, 1100.0] | [[0.0, 1050.0]] | FALSE | 1250 | reclaimed_water_substitution_ratio
277 | 1.1525 | 3.6178 | 0.00062721 | 1150 | 1200 | max_source_abstraction_ratio | 0.0012735 | [{'constraint': 'max_source_abstraction_ratio', 'actual': 0.9512735169482266, 'target': 0.95, 'operator': '<=', 'violation': 0.0012735169482266384, 'scaled_violation': 0.0013405441560280405}] | maximum scale-free violation at first failed capacity | [1150.0, 1200.0] | [[0.0, 1150.0]] | FALSE | 1250 | reclaimed_water_substitution_ratio
278 | 1.1525 | 3.2122 | 0.0024349 | 1100 | 1150 | max_source_abstraction_ratio | 0.0049616 | [{'constraint': 'max_source_abstraction_ratio', 'actual': 0.9549616293135581, 'target': 0.95, 'operator': '<=', 'violation': 0.004961629313558147, 'scaled_violation': 0.00522276769848226}, {'constraint': 'max_wtw_utilization', 'actual': 0.9515444152670415, 'target': 0.95, 'operator': '<=', 'violation': 0.0015444152670415212, 'scaled_violation': 0.0016257002810963382}] | maximum scale-free violation at first failed capacity | [1100.0, 1150.0] | [[0.0, 1100.0]] | FALSE | 1250 | reclaimed_water_substitution_ratio
279 | 1.2044 | 6.6644 | 0.0016785 | 1150 | 1200 | max_source_abstraction_ratio | 0.002708 | [{'constraint': 'max_source_abstraction_ratio', 'actual': 0.9527079976222256, 'target': 0.95, 'operator': '<=', 'violation': 0.002707997622225622, 'scaled_violation': 0.0028505238128690756}] | maximum scale-free violation at first failed capacity | [1150.0, 1200.0] | [[0.0, 1150.0]] | FALSE | 1300 | reclaimed_water_substitution_ratio
280 | 1.2147 | 4.1784 | 0.0056841 | 1100 | 1150 | max_source_abstraction_ratio | 0.0068042 | [{'constraint': 'max_source_abstraction_ratio', 'actual': 0.9568042298970879, 'target': 0.95, 'operator': '<=', 'violation': 0.0068042298970879544, 'scaled_violation': 0.007162347260092584}, {'constraint': 'max_wtw_utilization', 'actual': 0.9533804223284831, 'target': 0.95, 'operator': '<=', 'violation': 0.0033804223284831236, 'scaled_violation': 0.0035583392931401304}] | maximum scale-free violation at first failed capacity | [1100.0, 1150.0] | [[0.0, 1100.0]] | FALSE | 1250 | reclaimed_water_substitution_ratio
281 | 1.2091 | 5.8365 | 0.0041217 | 1100 | 1150 | max_source_abstraction_ratio | 0.0014829 | [{'constraint': 'max_source_abstraction_ratio', 'actual': 0.9514829056625573, 'target': 0.95, 'operator': '<=', 'violation': 0.0014829056625573767, 'scaled_violation': 0.001560953329007765}] | maximum scale-free violation at first failed capacity | [1100.0, 1150.0] | [[0.0, 1100.0]] | FALSE | 1300 | reclaimed_water_substitution_ratio
282 | 1.1212 | 6.2709 | 0.002395 | 1250 | 1300 | max_source_abstraction_ratio | 0.0060429 | [{'constraint': 'max_source_abstraction_ratio', 'actual': 0.9560428951939394, 'target': 0.95, 'operator': '<=', 'violation': 0.006042895193939413, 'scaled_violation': 0.006360942309409909}, {'constraint': 'max_wtw_utilization', 'actual': 0.9526218119689751, 'target': 0.95, 'operator': '<=', 'violation': 0.002621811968975152, 'scaled_violation': 0.002759802072605423}] | maximum scale-free violation at first failed capacity | [1250.0, 1300.0] | [[0.0, 1250.0]] | FALSE | 1400 | reclaimed_water_substitution_ratio
283 | 1.1718 | 3.9127 | 0.0042497 | 1100 | 1150 | max_source_abstraction_ratio | 0.0011179 | [{'constraint': 'max_source_abstraction_ratio', 'actual': 0.9511179065292408, 'target': 0.95, 'operator': '<=', 'violation': 0.0011179065292408197, 'scaled_violation': 0.0011767437149903365}] | maximum scale-free violation at first failed capacity | [1100.0, 1150.0] | [[0.0, 1100.0]] | FALSE | 1300 | reclaimed_water_substitution_ratio
284 | 1.299 | 5.5784 | 0.0044973 | 1050 | 1100 | max_source_abstraction_ratio | 0.0061149 | [{'constraint': 'max_source_abstraction_ratio', 'actual': 0.9561149034759989, 'target': 0.95, 'operator': '<=', 'violation': 0.006114903475998967, 'scaled_violation': 0.006436740501051545}, {'constraint': 'max_wtw_utilization', 'actual': 0.952693562578155, 'target': 0.95, 'operator': '<=', 'violation': 0.0026935625781550065, 'scaled_violation': 0.002835329029636849}] | maximum scale-free violation at first failed capacity | [1050.0, 1100.0] | [[0.0, 1050.0]] | FALSE | 1200 | reclaimed_water_substitution_ratio
285 | 1.2173 | 3.3688 | 0.0064015 | 1000 | 1050 | max_source_abstraction_ratio | 0.004058 | [{'constraint': 'max_source_abstraction_ratio', 'actual': 0.9540580155331934, 'target': 0.95, 'operator': '<=', 'violation': 0.004058015533193404, 'scaled_violation': 0.004271595298098321}, {'constraint': 'max_wtw_utilization', 'actual': 0.9506440349586909, 'target': 0.95, 'operator': '<=', 'violation': 0.00064403495869092, 'scaled_violation': 0.0006779315354641264}] | maximum scale-free violation at first failed capacity | [1000.0, 1050.0] | [[0.0, 1000.0]] | FALSE | 1200 | reclaimed_water_substitution_ratio
286 | 1.3126 | 6.2763 | 0.0030249 | 1050 | 1100 | max_source_abstraction_ratio | 0.0048956 | [{'constraint': 'max_source_abstraction_ratio', 'actual': 0.9548955713961659, 'target': 0.95, 'operator': '<=', 'violation': 0.004895571396165921, 'scaled_violation': 0.005153233048595707}, {'constraint': 'max_wtw_utilization', 'actual': 0.9514785937298725, 'target': 0.95, 'operator': '<=', 'violation': 0.0014785937298725793, 'scaled_violation': 0.001556414452497452}] | maximum scale-free violation at first failed capacity | [1050.0, 1100.0] | [[0.0, 1050.0]] | FALSE | 1150 | reclaimed_water_substitution_ratio
287 | 1.2076 | 4.6615 | 0.0045851 | 1100 | 1150 | max_source_abstraction_ratio | 0.0022425 | [{'constraint': 'max_source_abstraction_ratio', 'actual': 0.9522424820868778, 'target': 0.95, 'operator': '<=', 'violation': 0.0022424820868778284, 'scaled_violation': 0.0023605074598713983}] | maximum scale-free violation at first failed capacity | [1100.0, 1150.0] | [[0.0, 1100.0]] | FALSE | 1300 | reclaimed_water_substitution_ratio
288 | 1.2067 | 5.6547 | 0.0019808 | 1150 | 1200 | max_source_abstraction_ratio | 0.0036624 | [{'constraint': 'max_source_abstraction_ratio', 'actual': 0.9536623536585107, 'target': 0.95, 'operator': '<=', 'violation': 0.003662353658510753, 'scaled_violation': 0.0038551091142218453}, {'constraint': 'max_wtw_utilization', 'actual': 0.9502497889119056, 'target': 0.95, 'operator': '<=', 'violation': 0.0002497889119056351, 'scaled_violation': 0.00026293569674277383}] | maximum scale-free violation at first failed capacity | [1150.0, 1200.0] | [[0.0, 1150.0]] | FALSE | 1300 | reclaimed_water_substitution_ratio
289 | 1.2067 | 6.7763 | 0.0062392 | 1100 | 1150 | max_source_abstraction_ratio | 0.0055109 | [{'constraint': 'max_source_abstraction_ratio', 'actual': 0.9555108715996917, 'target': 0.95, 'operator': '<=', 'violation': 0.005510871599691769, 'scaled_violation': 0.005800917473359757}, {'constraint': 'max_wtw_utilization', 'actual': 0.9520916921564538, 'target': 0.95, 'operator': '<=', 'violation': 0.0020916921564538837, 'scaled_violation': 0.0022017812173198777}] | maximum scale-free violation at first failed capacity | [1100.0, 1150.0] | [[0.0, 1100.0]] | FALSE | 1300 | reclaimed_water_substitution_ratio
290 | 1.249 | 8.0686 | 0.0030643 | 1100 | 1150 | max_source_abstraction_ratio | 0.004413 | [{'constraint': 'max_source_abstraction_ratio', 'actual': 0.9544129949763765, 'target': 0.95, 'operator': '<=', 'violation': 0.004412994976376594, 'scaled_violation': 0.004645257869870099}, {'constraint': 'max_wtw_utilization', 'actual': 0.9509977441511098, 'target': 0.95, 'operator': '<=', 'violation': 0.0009977441511098695, 'scaled_violation': 0.0010502570011682838}] | maximum scale-free violation at first failed capacity | [1100.0, 1150.0] | [[0.0, 1100.0]] | FALSE | 1250 | reclaimed_water_substitution_ratio
291 | 1.1666 | 4.9675 | 0.0057502 | 1150 | 1200 | max_source_abstraction_ratio | 0.0063784 | [{'constraint': 'max_source_abstraction_ratio', 'actual': 0.9563783907370685, 'target': 0.95, 'operator': '<=', 'violation': 0.006378390737068584, 'scaled_violation': 0.006714095512703773}, {'constraint': 'max_wtw_utilization', 'actual': 0.9529561069821066, 'target': 0.95, 'operator': '<=', 'violation': 0.0029561069821066877, 'scaled_violation': 0.003111691560112303}] | maximum scale-free violation at first failed capacity | [1150.0, 1200.0] | [[0.0, 1150.0]] | FALSE | 1350 | reclaimed_water_substitution_ratio
292 | 1.3396 | 6.6643 | 0.0046218 | 1000 | 1050 | max_source_abstraction_ratio | 0.003476 | [{'constraint': 'max_source_abstraction_ratio', 'actual': 0.9534759800992754, 'target': 0.95, 'operator': '<=', 'violation': 0.003475980099275411, 'scaled_violation': 0.0036589264202899065}, {'constraint': 'max_wtw_utilization', 'actual': 0.9500640822677848, 'target': 0.95, 'operator': '<=', 'violation': 6.40822677848707e-05, 'scaled_violation': 6.745501872091652e-05}] | maximum scale-free violation at first failed capacity | [1000.0, 1050.0] | [[0.0, 1000.0]] | FALSE | 1150 | reclaimed_water_substitution_ratio
293 | 1.1326 | 5.37 | 0.006847 | 1150 | 1200 | max_source_abstraction_ratio | 0.0042046 | [{'constraint': 'max_source_abstraction_ratio', 'actual': 0.9542046407829413, 'target': 0.95, 'operator': '<=', 'violation': 0.00420464078294136, 'scaled_violation': 0.004425937666254064}, {'constraint': 'max_wtw_utilization', 'actual': 0.9507901355278153, 'target': 0.95, 'operator': '<=', 'violation': 0.0007901355278153721, 'scaled_violation': 0.0008317216082267075}] | maximum scale-free violation at first failed capacity | [1150.0, 1200.0] | [[0.0, 1150.0]] | FALSE | 1400 | reclaimed_water_substitution_ratio
294 | 1.2197 | 3.0782 | 0.005263 | 1000 | 1050 | max_source_abstraction_ratio | 0.0075978 | [{'constraint': 'max_source_abstraction_ratio', 'actual': 0.9575977822839246, 'target': 0.95, 'operator': '<=', 'violation': 0.007597782283924603, 'scaled_violation': 0.007997665562025899}, {'constraint': 'max_wtw_utilization', 'actual': 0.9541711350846167, 'target': 0.95, 'operator': '<=', 'violation': 0.0041711350846167505, 'scaled_violation': 0.004390668510122896}] | maximum scale-free violation at first failed capacity | [1000.0, 1050.0] | [[0.0, 1000.0]] | FALSE | 1150 | reclaimed_water_substitution_ratio
295 | 1.3484 | 3.4765 | 0.0021055 | 950 | 1000 | max_source_abstraction_ratio | 0.0018427 | [{'constraint': 'max_source_abstraction_ratio', 'actual': 0.9518426521171642, 'target': 0.95, 'operator': '<=', 'violation': 0.0018426521171642785, 'scaled_violation': 0.001939633807541346}] | maximum scale-free violation at first failed capacity | [950.0, 1000.0] | [[0.0, 950.0]] | FALSE | 1100 | reclaimed_water_substitution_ratio
296 | 1.2764 | 8.2528 | 0.0074138 | 1000 | 1050 | max_source_abstraction_ratio | 0.0013256 | [{'constraint': 'max_source_abstraction_ratio', 'actual': 0.9513255531295676, 'target': 0.95, 'operator': '<=', 'violation': 0.0013255531295676137, 'scaled_violation': 0.001395319083755383}] | maximum scale-free violation at first failed capacity | [1000.0, 1050.0] | [[0.0, 1000.0]] | FALSE | 1200 | reclaimed_water_substitution_ratio
297 | 1.2885 | 6.8755 | 0.0075794 | 1000 | 1050 | max_source_abstraction_ratio | 0.0030539 | [{'constraint': 'max_source_abstraction_ratio', 'actual': 0.9530538916582719, 'target': 0.95, 'operator': '<=', 'violation': 0.0030538916582719677, 'scaled_violation': 0.003214622798181019}] | maximum scale-free violation at first failed capacity | [1000.0, 1050.0] | [[0.0, 1000.0]] | FALSE | 1200 | reclaimed_water_substitution_ratio
298 | 1.2564 | 5.6124 | 0.0069049 | 1050 | 1100 | max_source_abstraction_ratio | 0.0056394 | [{'constraint': 'max_source_abstraction_ratio', 'actual': 0.9556394231433565, 'target': 0.95, 'operator': '<=', 'violation': 0.005639423143356526, 'scaled_violation': 0.005936234887743711}, {'constraint': 'max_wtw_utilization', 'actual': 0.9522197836940544, 'target': 0.95, 'operator': '<=', 'violation': 0.0022197836940544002, 'scaled_violation': 0.0023366144147941056}] | maximum scale-free violation at first failed capacity | [1050.0, 1100.0] | [[0.0, 1050.0]] | FALSE | 1250 | reclaimed_water_substitution_ratio
299 | 1.3487 | 6.6363 | 0.0061869 | 1000 | 1050 | max_source_abstraction_ratio | 0.0074623 | [{'constraint': 'max_source_abstraction_ratio', 'actual': 0.9574623199789938, 'target': 0.95, 'operator': '<=', 'violation': 0.0074623199789938255, 'scaled_violation': 0.007855073662098764}, {'constraint': 'max_wtw_utilization', 'actual': 0.9540361575150689, 'target': 0.95, 'operator': '<=', 'violation': 0.004036157515068917, 'scaled_violation': 0.004248586857967281}] | maximum scale-free violation at first failed capacity | [1000.0, 1050.0] | [[0.0, 1000.0]] | FALSE | 1150 | reclaimed_water_substitution_ratio
300 | 1.1963 | 4.8329 | 0.0025949 | 1150 | 1200 | max_source_abstraction_ratio | 0.0035886 | [{'constraint': 'max_source_abstraction_ratio', 'actual': 0.953588550819545, 'target': 0.95, 'operator': '<=', 'violation': 0.003588550819545011, 'scaled_violation': 0.0037774219153105383}, {'constraint': 'max_wtw_utilization', 'actual': 0.9501762501674231, 'target': 0.95, 'operator': '<=', 'violation': 0.00017625016742317534, 'scaled_violation': 0.00018552649202439512}] | maximum scale-free violation at first failed capacity | [1150.0, 1200.0] | [[0.0, 1150.0]] | FALSE | 1300 | reclaimed_water_substitution_ratio
301 | 1.2831 | 6.4856 | 0.0022445 | 1100 | 1150 | max_source_abstraction_ratio | 0.0070847 | [{'constraint': 'max_source_abstraction_ratio', 'actual': 0.9570846978029405, 'target': 0.95, 'operator': '<=', 'violation': 0.0070846978029405205, 'scaled_violation': 0.007457576634674233}, {'constraint': 'max_wtw_utilization', 'actual': 0.9536598866140457, 'target': 0.95, 'operator': '<=', 'violation': 0.0036598866140457043, 'scaled_violation': 0.0038525122253112677}] | maximum scale-free violation at first failed capacity | [1100.0, 1150.0] | [[0.0, 1100.0]] | FALSE | 1200 | reclaimed_water_substitution_ratio
302 | 1.1303 | 4.8241 | 0.0077465 | 1150 | 1200 | max_source_abstraction_ratio | 0.0058172 | [{'constraint': 'max_source_abstraction_ratio', 'actual': 0.9558172350089517, 'target': 0.95, 'operator': '<=', 'violation': 0.005817235008951704, 'scaled_violation': 0.006123405272580742}, {'constraint': 'max_wtw_utilization', 'actual': 0.9523969592815141, 'target': 0.95, 'operator': '<=', 'violation': 0.002396959281514177, 'scaled_violation': 0.002523115033172818}] | maximum scale-free violation at first failed capacity | [1150.0, 1200.0] | [[0.0, 1150.0]] | FALSE | 1400 | reclaimed_water_substitution_ratio
303 | 1.2244 | 7.0437 | 0.0072687 | 1050 | 1100 | max_source_abstraction_ratio | 0.0024364 | [{'constraint': 'max_source_abstraction_ratio', 'actual': 0.9524363994785442, 'target': 0.95, 'operator': '<=', 'violation': 0.0024363994785442378, 'scaled_violation': 0.0025646310300465663}] | maximum scale-free violation at first failed capacity | [1050.0, 1100.0] | [[0.0, 1050.0]] | FALSE | 1250 | reclaimed_water_substitution_ratio
304 | 1.3451 | 5.9406 | 0.0014179 | 1050 | 1100 | max_source_abstraction_ratio | 0.0057147 | [{'constraint': 'max_source_abstraction_ratio', 'actual': 0.9557147152371994, 'target': 0.95, 'operator': '<=', 'violation': 0.005714715237199464, 'scaled_violation': 0.006015489723367857}, {'constraint': 'max_wtw_utilization', 'actual': 0.9522948063642965, 'target': 0.95, 'operator': '<=', 'violation': 0.0022948063642965755, 'scaled_violation': 0.0024155856466279743}] | maximum scale-free violation at first failed capacity | [1050.0, 1100.0] | [[0.0, 1050.0]] | FALSE | 1150 | reclaimed_water_substitution_ratio
305 | 1.3468 | 8.0507 | 0.0021944 | 1050 | 1100 | max_source_abstraction_ratio | 0.0074437 | [{'constraint': 'max_source_abstraction_ratio', 'actual': 0.9574437456856572, 'target': 0.95, 'operator': '<=', 'violation': 0.007443745685657199, 'scaled_violation': 0.007835521774375999}, {'constraint': 'max_wtw_utilization', 'actual': 0.9540176496875818, 'target': 0.95, 'operator': '<=', 'violation': 0.004017649687581892, 'scaled_violation': 0.0042291049342967285}] | maximum scale-free violation at first failed capacity | [1050.0, 1100.0] | [[0.0, 1050.0]] | FALSE | 1150 | reclaimed_water_substitution_ratio
306 | 1.3089 | 8.5627 | 0.0079526 | 1000 | 1050 | max_source_abstraction_ratio | 0.0061216 | [{'constraint': 'max_source_abstraction_ratio', 'actual': 0.9561216018224619, 'target': 0.95, 'operator': '<=', 'violation': 0.006121601822461908, 'scaled_violation': 0.006443791392065167}, {'constraint': 'max_wtw_utilization', 'actual': 0.9527002369553997, 'target': 0.95, 'operator': '<=', 'violation': 0.002700236955399782, 'scaled_violation': 0.0028423546898945075}] | maximum scale-free violation at first failed capacity | [1000.0, 1050.0] | [[0.0, 1000.0]] | FALSE | 1200 | reclaimed_water_substitution_ratio
307 | 1.2957 | 6.49 | 0.0022943 | 1050 | 1100 | max_source_abstraction_ratio | 0.0013999 | [{'constraint': 'max_source_abstraction_ratio', 'actual': 0.9513999175731468, 'target': 0.95, 'operator': '<=', 'violation': 0.001399917573146836, 'scaled_violation': 0.0014735974454177223}] | maximum scale-free violation at first failed capacity | [1050.0, 1100.0] | [[0.0, 1050.0]] | FALSE | 1200 | reclaimed_water_substitution_ratio
308 | 1.3179 | 4.0614 | 0.00075003 | 1050 | 1100 | max_source_abstraction_ratio | 0.0036519 | [{'constraint': 'max_source_abstraction_ratio', 'actual': 0.9536519386141006, 'target': 0.95, 'operator': '<=', 'violation': 0.003651938614100625, 'scaled_violation': 0.0038441459095796054}, {'constraint': 'max_wtw_utilization', 'actual': 0.9502394111364652, 'target': 0.95, 'operator': '<=', 'violation': 0.00023941113646519518, 'scaled_violation': 0.00025201172259494233}] | maximum scale-free violation at first failed capacity | [1050.0, 1100.0] | [[0.0, 1050.0]] | FALSE | 1150 | reclaimed_water_substitution_ratio
309 | 1.1819 | 7.7063 | 0.0025897 | 1150 | 1200 | max_source_abstraction_ratio | 0.0016588 | [{'constraint': 'max_source_abstraction_ratio', 'actual': 0.951658771734156, 'target': 0.95, 'operator': '<=', 'violation': 0.0016587717341560726, 'scaled_violation': 0.0017460755096379713}] | maximum scale-free violation at first failed capacity | [1150.0, 1200.0] | [[0.0, 1150.0]] | FALSE | 1300 | reclaimed_water_substitution_ratio
310 | 1.3412 | 5.0238 | 0.0077493 | 950 | 1000 | max_source_abstraction_ratio | 0.0013736 | [{'constraint': 'max_source_abstraction_ratio', 'actual': 0.9513736364414116, 'target': 0.95, 'operator': '<=', 'violation': 0.0013736364414116409, 'scaled_violation': 0.00144593309622278}] | maximum scale-free violation at first failed capacity | [950.0, 1000.0] | [[0.0, 950.0]] | FALSE | 1150 | reclaimed_water_substitution_ratio
311 | 1.3434 | 6.6136 | 0.0046497 | 1000 | 1050 | max_source_abstraction_ratio | 0.0039726 | [{'constraint': 'max_source_abstraction_ratio', 'actual': 0.9539726402269759, 'target': 0.95, 'operator': '<=', 'violation': 0.003972640226975965, 'scaled_violation': 0.0041817265547115425}, {'constraint': 'max_wtw_utilization', 'actual': 0.9505589651576231, 'target': 0.95, 'operator': '<=', 'violation': 0.0005589651576231036, 'scaled_violation': 0.0005883843764453722}] | maximum scale-free violation at first failed capacity | [1000.0, 1050.0] | [[0.0, 1000.0]] | FALSE | 1150 | reclaimed_water_substitution_ratio
312 | 1.1798 | 8.1005 | 0.0062341 | 1100 | 1150 | max_source_abstraction_ratio | 0.0020688 | [{'constraint': 'max_source_abstraction_ratio', 'actual': 0.9520687902309274, 'target': 0.95, 'operator': '<=', 'violation': 0.002068790230927431, 'scaled_violation': 0.0021776739272920324}] | maximum scale-free violation at first failed capacity | [1100.0, 1150.0] | [[0.0, 1100.0]] | FALSE | 1300 | reclaimed_water_substitution_ratio
313 | 1.3223 | 4.1004 | 0.0063758 | 1000 | 1050 | max_source_abstraction_ratio | 0.0069494 | [{'constraint': 'max_source_abstraction_ratio', 'actual': 0.9569493623200835, 'target': 0.95, 'operator': '<=', 'violation': 0.006949362320083585, 'scaled_violation': 0.007315118231666932}, {'constraint': 'max_wtw_utilization', 'actual': 0.9535250354127542, 'target': 0.95, 'operator': '<=', 'violation': 0.003525035412754285, 'scaled_violation': 0.0037105635923729316}] | maximum scale-free violation at first failed capacity | [1000.0, 1050.0] | [[0.0, 1000.0]] | FALSE | 1150 | reclaimed_water_substitution_ratio
314 | 1.1367 | 3.6543 | 0.0064773 | 1100 | 1150 | max_source_abstraction_ratio | 0.0044719 | [{'constraint': 'max_source_abstraction_ratio', 'actual': 0.954471919403606, 'target': 0.95, 'operator': '<=', 'violation': 0.004471919403606028, 'scaled_violation': 0.004707283582743188}, {'constraint': 'max_wtw_utilization', 'actual': 0.9510564577244427, 'target': 0.95, 'operator': '<=', 'violation': 0.0010564577244427387, 'scaled_violation': 0.0011120607625713038}] | maximum scale-free violation at first failed capacity | [1100.0, 1150.0] | [[0.0, 1100.0]] | FALSE | 1300 | reclaimed_water_substitution_ratio
315 | 1.3075 | 3.1963 | 0.0051571 | 950 | 1000 | max_source_abstraction_ratio | 0.0077157 | [{'constraint': 'max_source_abstraction_ratio', 'actual': 0.9577157070549592, 'target': 0.95, 'operator': '<=', 'violation': 0.0077157070549592754, 'scaled_violation': 0.008121796899957132}, {'constraint': 'max_wtw_utilization', 'actual': 0.9542886378762003, 'target': 0.95, 'operator': '<=', 'violation': 0.004288637876200374, 'scaled_violation': 0.004514355659158289}] | maximum scale-free violation at first failed capacity | [950.0, 1000.0] | [[0.0, 950.0]] | FALSE | 1100 | reclaimed_water_substitution_ratio
316 | 1.3024 | 5.2191 | 0.0029461 | 1050 | 1100 | max_source_abstraction_ratio | 0.0034981 | [{'constraint': 'max_source_abstraction_ratio', 'actual': 0.9534981342861055, 'target': 0.95, 'operator': '<=', 'violation': 0.0034981342861055698, 'scaled_violation': 0.0036822466169532317}, {'constraint': 'max_wtw_utilization', 'actual': 0.950086157178552, 'target': 0.95, 'operator': '<=', 'violation': 8.615717855209315e-05, 'scaled_violation': 9.069176689694016e-05}] | maximum scale-free violation at first failed capacity | [1050.0, 1100.0] | [[0.0, 1050.0]] | FALSE | 1200 | reclaimed_water_substitution_ratio
317 | 1.302 | 7.8766 | 0.00082669 | 1100 | 1150 | max_source_abstraction_ratio | 0.0065957 | [{'constraint': 'max_source_abstraction_ratio', 'actual': 0.9565957403029492, 'target': 0.95, 'operator': '<=', 'violation': 0.006595740302949293, 'scaled_violation': 0.0069428845294203095}, {'constraint': 'max_wtw_utilization', 'actual': 0.9531726787890004, 'target': 0.95, 'operator': '<=', 'violation': 0.003172678789000405, 'scaled_violation': 0.003339661883158321}] | maximum scale-free violation at first failed capacity | [1100.0, 1150.0] | [[0.0, 1100.0]] | FALSE | 1150 | reclaimed_water_substitution_ratio
318 | 1.2036 | 7.1098 | 0.0010674 | 1150 | 1200 | max_source_abstraction_ratio | 0.001303 | [{'constraint': 'max_source_abstraction_ratio', 'actual': 0.9513029700244241, 'target': 0.95, 'operator': '<=', 'violation': 0.0013029700244241438, 'scaled_violation': 0.0013715473941306778}] | maximum scale-free violation at first failed capacity | [1150.0, 1200.0] | [[0.0, 1150.0]] | FALSE | 1250 | reclaimed_water_substitution_ratio
319 | 1.356 | 4.4776 | 0.0047388 | 1000 | 1050 | max_source_abstraction_ratio | 0.0056068 | [{'constraint': 'max_source_abstraction_ratio', 'actual': 0.9556067529543896, 'target': 0.95, 'operator': '<=', 'violation': 0.0056067529543896155, 'scaled_violation': 0.005901845215146964}, {'constraint': 'max_wtw_utilization', 'actual': 0.9521872304113851, 'target': 0.95, 'operator': '<=', 'violation': 0.0021872304113851326, 'scaled_violation': 0.0023023478014580346}] | maximum scale-free violation at first failed capacity | [1000.0, 1050.0] | [[0.0, 1000.0]] | FALSE | 1150 | reclaimed_water_substitution_ratio
320 | 1.3088 | 7.2157 | 0.0069681 | 1000 | 1050 | max_source_abstraction_ratio | 0.0042676 | [{'constraint': 'max_source_abstraction_ratio', 'actual': 0.9542676446350863, 'target': 0.95, 'operator': '<=', 'violation': 0.004267644635086332, 'scaled_violation': 0.004492257510617191}, {'constraint': 'max_wtw_utilization', 'actual': 0.950852913928338, 'target': 0.95, 'operator': '<=', 'violation': 0.0008529139283380838, 'scaled_violation': 0.0008978041350927198}] | maximum scale-free violation at first failed capacity | [1000.0, 1050.0] | [[0.0, 1000.0]] | FALSE | 1200 | reclaimed_water_substitution_ratio
321 | 1.2938 | 6.8719 | 0.0066584 | 1000 | 1050 | max_source_abstraction_ratio | 0.0019471 | [{'constraint': 'max_source_abstraction_ratio', 'actual': 0.951947084988668, 'target': 0.95, 'operator': '<=', 'violation': 0.0019470849886680242, 'scaled_violation': 0.0020495631459663414}] | maximum scale-free violation at first failed capacity | [1000.0, 1050.0] | [[0.0, 1000.0]] | FALSE | 1200 | reclaimed_water_substitution_ratio
322 | 1.2883 | 4.2903 | 0.0021308 | 1050 | 1100 | max_source_abstraction_ratio | 0.00046293 | [{'constraint': 'max_source_abstraction_ratio', 'actual': 0.9504629337317114, 'target': 0.95, 'operator': '<=', 'violation': 0.0004629337317114679, 'scaled_violation': 0.00048729866495943994}] | maximum scale-free violation at first failed capacity | [1050.0, 1100.0] | [[0.0, 1050.0]] | FALSE | 1200 | reclaimed_water_substitution_ratio
323 | 1.2336 | 3.6678 | 0.0070099 | 1000 | 1050 | max_source_abstraction_ratio | 0.0027431 | [{'constraint': 'max_source_abstraction_ratio', 'actual': 0.9527431006576155, 'target': 0.95, 'operator': '<=', 'violation': 0.002743100657615516, 'scaled_violation': 0.0028874743764373853}] | maximum scale-free violation at first failed capacity | [1000.0, 1050.0] | [[0.0, 1000.0]] | FALSE | 1200 | reclaimed_water_substitution_ratio
324 | 1.1603 | 6.0071 | 0.00284 | 1200 | 1250 | max_source_abstraction_ratio | 0.0060158 | [{'constraint': 'max_source_abstraction_ratio', 'actual': 0.956015809906795, 'target': 0.95, 'operator': '<=', 'violation': 0.0060158099067950666, 'scaled_violation': 0.006332431480836912}, {'constraint': 'max_wtw_utilization', 'actual': 0.9525948236032367, 'target': 0.95, 'operator': '<=', 'violation': 0.0025948236032367067, 'scaled_violation': 0.0027313932665649545}] | maximum scale-free violation at first failed capacity | [1200.0, 1250.0] | [[0.0, 1200.0]] | FALSE | 1350 | reclaimed_water_substitution_ratio
325 | 1.3372 | 8.9609 | 0.0019213 | 1050 | 1100 | max_source_abstraction_ratio | 0.0057424 | [{'constraint': 'max_source_abstraction_ratio', 'actual': 0.9557423825238589, 'target': 0.95, 'operator': '<=', 'violation': 0.0057423825238589465, 'scaled_violation': 0.006044613183009417}, {'constraint': 'max_wtw_utilization', 'actual': 0.9523223746469357, 'target': 0.95, 'operator': '<=', 'violation': 0.002322374646935743, 'scaled_violation': 0.0024446048915113087}] | maximum scale-free violation at first failed capacity | [1050.0, 1100.0] | [[0.0, 1050.0]] | FALSE | 1150 | reclaimed_water_substitution_ratio
326 | 1.1503 | 8.2823 | 0.0079945 | 1100 | 1150 | max_source_abstraction_ratio | 0.0019105 | [{'constraint': 'max_source_abstraction_ratio', 'actual': 0.9519104800510596, 'target': 0.95, 'operator': '<=', 'violation': 0.0019104800510596487, 'scaled_violation': 0.0020110316326943673}] | maximum scale-free violation at first failed capacity | [1100.0, 1150.0] | [[0.0, 1100.0]] | FALSE | 1350 | reclaimed_water_substitution_ratio
327 | 1.1778 | 8.1413 | 0.0054689 | 1100 | 1150 | max_source_abstraction_ratio | 0.00024819 | [{'constraint': 'max_source_abstraction_ratio', 'actual': 0.9502481867719018, 'target': 0.95, 'operator': '<=', 'violation': 0.00024818677190185934, 'scaled_violation': 0.0002612492335809046}] | maximum scale-free violation at first failed capacity | [1100.0, 1150.0] | [[0.0, 1100.0]] | FALSE | 1300 | reclaimed_water_substitution_ratio
328 | 1.2058 | 5.0499 | 0.0073543 | 1050 | 1100 | max_source_abstraction_ratio | 0.00033729 | [{'constraint': 'max_source_abstraction_ratio', 'actual': 0.9503372913059431, 'target': 0.95, 'operator': '<=', 'violation': 0.000337291305943177, 'scaled_violation': 0.00035504347994018637}] | maximum scale-free violation at first failed capacity | [1050.0, 1100.0] | [[0.0, 1050.0]] | FALSE | 1300 | reclaimed_water_substitution_ratio
329 | 1.1433 | 5.3542 | 0.005093 | 1150 | 1200 | max_source_abstraction_ratio | 0.0018735 | [{'constraint': 'max_source_abstraction_ratio', 'actual': 0.9518735416014398, 'target': 0.95, 'operator': '<=', 'violation': 0.001873541601439821, 'scaled_violation': 0.00197214905414718}] | maximum scale-free violation at first failed capacity | [1150.0, 1200.0] | [[0.0, 1150.0]] | FALSE | 1350 | reclaimed_water_substitution_ratio
330 | 1.2058 | 7.1511 | 0.0036941 | 1100 | 1150 | max_source_abstraction_ratio | 0.00019178 | [{'constraint': 'max_source_abstraction_ratio', 'actual': 0.9501917825684059, 'target': 0.95, 'operator': '<=', 'violation': 0.00019178256840590713, 'scaled_violation': 0.00020187638779569172}] | maximum scale-free violation at first failed capacity | [1100.0, 1150.0] | [[0.0, 1100.0]] | FALSE | 1300 | reclaimed_water_substitution_ratio
331 | 1.3126 | 4.9056 | 0.0016602 | 1050 | 1100 | max_source_abstraction_ratio | 0.002217 | [{'constraint': 'max_source_abstraction_ratio', 'actual': 0.9522169988181824, 'target': 0.95, 'operator': '<=', 'violation': 0.0022169988181824918, 'scaled_violation': 0.002333682966507886}] | maximum scale-free violation at first failed capacity | [1050.0, 1100.0] | [[0.0, 1050.0]] | FALSE | 1150 | reclaimed_water_substitution_ratio
332 | 1.3478 | 4.188 | 0.0030556 | 1000 | 1050 | max_source_abstraction_ratio | 0.0027674 | [{'constraint': 'max_source_abstraction_ratio', 'actual': 0.9527674421095625, 'target': 0.95, 'operator': '<=', 'violation': 0.00276744210956259, 'scaled_violation': 0.0029130969574343054}] | maximum scale-free violation at first failed capacity | [1000.0, 1050.0] | [[0.0, 1000.0]] | FALSE | 1150 | reclaimed_water_substitution_ratio
333 | 1.3571 | 3.0409 | 0.0022461 | 900 | 950 | max_source_abstraction_ratio | 0.002718 | [{'constraint': 'max_source_abstraction_ratio', 'actual': 0.9527179991951764, 'target': 0.95, 'operator': '<=', 'violation': 0.002717999195176457, 'scaled_violation': 0.002861051784396271}] | maximum scale-free violation at first failed capacity | [900.0, 950.0] | [[0.0, 900.0]] | FALSE | 1000 | reclaimed_water_substitution_ratio
334 | 1.2043 | 6.2572 | 0.0049809 | 1100 | 1150 | max_source_abstraction_ratio | 0.0026307 | [{'constraint': 'max_source_abstraction_ratio', 'actual': 0.9526307362197542, 'target': 0.95, 'operator': '<=', 'violation': 0.0026307362197542927, 'scaled_violation': 0.0027691960207939926}] | maximum scale-free violation at first failed capacity | [1100.0, 1150.0] | [[0.0, 1100.0]] | FALSE | 1300 | reclaimed_water_substitution_ratio
335 | 1.121 | 5.0513 | 0.0044384 | 1200 | 1250 | max_source_abstraction_ratio | 0.0041191 | [{'constraint': 'max_source_abstraction_ratio', 'actual': 0.9541191249793349, 'target': 0.95, 'operator': '<=', 'violation': 0.004119124979334976, 'scaled_violation': 0.004335921030878922}, {'constraint': 'max_wtw_utilization', 'actual': 0.9507049257321115, 'target': 0.95, 'operator': '<=', 'violation': 0.000704925732111561, 'scaled_violation': 0.000742027086433222}] | maximum scale-free violation at first failed capacity | [1200.0, 1250.0] | [[0.0, 1200.0]] | FALSE | 1400 | reclaimed_water_substitution_ratio
336 | 1.2627 | 7.7174 | 0.0054821 | 1050 | 1100 | max_source_abstraction_ratio | 0.0036123 | [{'constraint': 'max_source_abstraction_ratio', 'actual': 0.9536123120610447, 'target': 0.95, 'operator': '<=', 'violation': 0.0036123120610447312, 'scaled_violation': 0.003802433748468138}, {'constraint': 'max_wtw_utilization', 'actual': 0.95019992638221, 'target': 0.95, 'operator': '<=', 'violation': 0.0001999263822100028, 'scaled_violation': 0.00021044882337895032}] | maximum scale-free violation at first failed capacity | [1050.0, 1100.0] | [[0.0, 1050.0]] | FALSE | 1250 | reclaimed_water_substitution_ratio
337 | 1.1613 | 7.3617 | 0.0041386 | 1150 | 1200 | max_source_abstraction_ratio | 0.0022263 | [{'constraint': 'max_source_abstraction_ratio', 'actual': 0.9522263214475446, 'target': 0.95, 'operator': '<=', 'violation': 0.0022263214475446436, 'scaled_violation': 0.002343496260573309}] | maximum scale-free violation at first failed capacity | [1150.0, 1200.0] | [[0.0, 1150.0]] | FALSE | 1350 | reclaimed_water_substitution_ratio
338 | 1.1248 | 8.1105 | 0.0030519 | 1200 | 1250 | max_source_abstraction_ratio | 0.0015671 | [{'constraint': 'max_source_abstraction_ratio', 'actual': 0.951567148434508, 'target': 0.95, 'operator': '<=', 'violation': 0.0015671484345080033, 'scaled_violation': 0.0016496299310610563}] | maximum scale-free violation at first failed capacity | [1200.0, 1250.0] | [[0.0, 1200.0]] | FALSE | 1400 | reclaimed_water_substitution_ratio
339 | 1.3094 | 8.0493 | 0.0059929 | 1000 | 1050 | max_source_abstraction_ratio | 0.0025235 | [{'constraint': 'max_source_abstraction_ratio', 'actual': 0.9525235076152037, 'target': 0.95, 'operator': '<=', 'violation': 0.0025235076152037017, 'scaled_violation': 0.002656323805477581}] | maximum scale-free violation at first failed capacity | [1000.0, 1050.0] | [[0.0, 1000.0]] | FALSE | 1200 | reclaimed_water_substitution_ratio
340 | 1.2528 | 4.031 | 0.0060246 | 1050 | 1100 | max_source_abstraction_ratio | 0.0064143 | [{'constraint': 'max_source_abstraction_ratio', 'actual': 0.9564142632167245, 'target': 0.95, 'operator': '<=', 'violation': 0.006414263216724558, 'scaled_violation': 0.006751856017604798}, {'constraint': 'max_wtw_utilization', 'actual': 0.952991851096457, 'target': 0.95, 'operator': '<=', 'violation': 0.0029918510964570544, 'scaled_violation': 0.0031493169436390047}] | maximum scale-free violation at first failed capacity | [1050.0, 1100.0] | [[0.0, 1050.0]] | FALSE | 1200 | reclaimed_water_substitution_ratio
341 | 1.3202 | 3.5009 | 0.0027365 | 1000 | 1050 | max_source_abstraction_ratio | 0.0073698 | [{'constraint': 'max_source_abstraction_ratio', 'actual': 0.957369774945343, 'target': 0.95, 'operator': '<=', 'violation': 0.007369774945343077, 'scaled_violation': 0.007757657837203239}, {'constraint': 'max_wtw_utilization', 'actual': 0.9539439436425656, 'target': 0.95, 'operator': '<=', 'violation': 0.003943943642565673, 'scaled_violation': 0.00415151962375334}] | maximum scale-free violation at first failed capacity | [1000.0, 1050.0] | [[0.0, 1000.0]] | FALSE | 1100 | reclaimed_water_substitution_ratio
342 | 1.3095 | 8.4459 | 0.0039801 | 1050 | 1100 | max_source_abstraction_ratio | 0.0063861 | [{'constraint': 'max_source_abstraction_ratio', 'actual': 0.9563861195424832, 'target': 0.95, 'operator': '<=', 'violation': 0.006386119542483248, 'scaled_violation': 0.006722231097350788}, {'constraint': 'max_wtw_utilization', 'actual': 0.9529638081309312, 'target': 0.95, 'operator': '<=', 'violation': 0.0029638081309312225, 'scaled_violation': 0.003119798032559182}] | maximum scale-free violation at first failed capacity | [1050.0, 1100.0] | [[0.0, 1050.0]] | FALSE | 1200 | reclaimed_water_substitution_ratio
343 | 1.121 | 8.3966 | 0.004672 | 1200 | 1250 | max_source_abstraction_ratio | 0.0046382 | [{'constraint': 'max_source_abstraction_ratio', 'actual': 0.9546382312784063, 'target': 0.95, 'operator': '<=', 'violation': 0.004638231278406346, 'scaled_violation': 0.004882348714111944}, {'constraint': 'max_wtw_utilization', 'actual': 0.9512221744724263, 'target': 0.95, 'operator': '<=', 'violation': 0.0012221744724263406, 'scaled_violation': 0.0012864994446593059}] | maximum scale-free violation at first failed capacity | [1200.0, 1250.0] | [[0.0, 1200.0]] | FALSE | 1400 | reclaimed_water_substitution_ratio
344 | 1.1814 | 8.3523 | 0.0023252 | 1150 | 1200 | max_source_abstraction_ratio | 0.0010355 | [{'constraint': 'max_source_abstraction_ratio', 'actual': 0.9510355345332151, 'target': 0.95, 'operator': '<=', 'violation': 0.0010355345332151433, 'scaled_violation': 0.0010900363507527825}] | maximum scale-free violation at first failed capacity | [1150.0, 1200.0] | [[0.0, 1150.0]] | FALSE | 1300 | reclaimed_water_substitution_ratio
345 | 1.1285 | 6.0832 | 0.0065177 | 1150 | 1200 | max_source_abstraction_ratio | 0.0029455 | [{'constraint': 'max_source_abstraction_ratio', 'actual': 0.9529454960584096, 'target': 0.95, 'operator': '<=', 'violation': 0.002945496058409658, 'scaled_violation': 0.0031005221667470086}] | maximum scale-free violation at first failed capacity | [1150.0, 1200.0] | [[0.0, 1150.0]] | FALSE | 1400 | reclaimed_water_substitution_ratio
346 | 1.2853 | 5.8215 | 0.0056041 | 1050 | 1100 | max_source_abstraction_ratio | 0.0066213 | [{'constraint': 'max_source_abstraction_ratio', 'actual': 0.9566213138680437, 'target': 0.95, 'operator': '<=', 'violation': 0.0066213138680437655, 'scaled_violation': 0.006969804071625016}, {'constraint': 'max_wtw_utilization', 'actual': 0.9531981608422024, 'target': 0.95, 'operator': '<=', 'violation': 0.00319816084220248, 'scaled_violation': 0.003366485097055242}] | maximum scale-free violation at first failed capacity | [1050.0, 1100.0] | [[0.0, 1050.0]] | FALSE | 1200 | reclaimed_water_substitution_ratio
347 | 1.1491 | 4.5596 | 0.0014835 | 1200 | 1250 | max_source_abstraction_ratio | 0.0014454 | [{'constraint': 'max_source_abstraction_ratio', 'actual': 0.9514453630074473, 'target': 0.95, 'operator': '<=', 'violation': 0.0014453630074473534, 'scaled_violation': 0.0015214347446814247}] | maximum scale-free violation at first failed capacity | [1200.0, 1250.0] | [[0.0, 1200.0]] | FALSE | 1350 | reclaimed_water_substitution_ratio
348 | 1.1501 | 5.6536 | 0.0017678 | 1200 | 1250 | max_source_abstraction_ratio | 0.002208 | [{'constraint': 'max_source_abstraction_ratio', 'actual': 0.9522079689493872, 'target': 0.95, 'operator': '<=', 'violation': 0.00220796894938724, 'scaled_violation': 0.002324177841460253}] | maximum scale-free violation at first failed capacity | [1200.0, 1250.0] | [[0.0, 1200.0]] | FALSE | 1350 | reclaimed_water_substitution_ratio
349 | 1.2834 | 6.4857 | 0.0053771 | 1050 | 1100 | max_source_abstraction_ratio | 0.0059432 | [{'constraint': 'max_source_abstraction_ratio', 'actual': 0.9559432241139291, 'target': 0.95, 'operator': '<=', 'violation': 0.005943224113929113, 'scaled_violation': 0.006256025383083277}, {'constraint': 'max_wtw_utilization', 'actual': 0.9525224975498024, 'target': 0.95, 'operator': '<=', 'violation': 0.0025224975498024937, 'scaled_violation': 0.0026552605787394674}] | maximum scale-free violation at first failed capacity | [1050.0, 1100.0] | [[0.0, 1050.0]] | FALSE | 1200 | reclaimed_water_substitution_ratio
350 | 1.2788 | 5.1248 | 0.0015286 | 1100 | 1150 | max_source_abstraction_ratio | 0.0050649 | [{'constraint': 'max_source_abstraction_ratio', 'actual': 0.9550648628147449, 'target': 0.95, 'operator': '<=', 'violation': 0.0050648628147449415, 'scaled_violation': 0.005331434541836781}, {'constraint': 'max_wtw_utilization', 'actual': 0.9516472793596997, 'target': 0.95, 'operator': '<=', 'violation': 0.0016472793596997715, 'scaled_violation': 0.0017339782733681805}] | maximum scale-free violation at first failed capacity | [1100.0, 1150.0] | [[0.0, 1100.0]] | FALSE | 1200 | reclaimed_water_substitution_ratio
351 | 1.2909 | 5.5154 | 0.0072356 | 1000 | 1050 | max_source_abstraction_ratio | 0.0026837 | [{'constraint': 'max_source_abstraction_ratio', 'actual': 0.9526837089844997, 'target': 0.95, 'operator': '<=', 'violation': 0.0026837089844997664, 'scaled_violation': 0.002824956825789228}] | maximum scale-free violation at first failed capacity | [1000.0, 1050.0] | [[0.0, 1000.0]] | FALSE | 1200 | reclaimed_water_substitution_ratio
352 | 1.3183 | 7.2902 | 0.003711 | 1050 | 1100 | max_source_abstraction_ratio | 0.0069309 | [{'constraint': 'max_source_abstraction_ratio', 'actual': 0.9569309010592908, 'target': 0.95, 'operator': '<=', 'violation': 0.006930901059290839, 'scaled_violation': 0.007295685325569305}, {'constraint': 'max_wtw_utilization', 'actual': 0.953506640213338, 'target': 0.95, 'operator': '<=', 'violation': 0.0035066402133380192, 'scaled_violation': 0.0036912002245663364}] | maximum scale-free violation at first failed capacity | [1050.0, 1100.0] | [[0.0, 1050.0]] | FALSE | 1150 | reclaimed_water_substitution_ratio
353 | 1.2791 | 7.2155 | 0.0030741 | 1050 | 1100 | max_source_abstraction_ratio | 0.00090697 | [{'constraint': 'max_source_abstraction_ratio', 'actual': 0.9509069727906383, 'target': 0.95, 'operator': '<=', 'violation': 0.0009069727906383385, 'scaled_violation': 0.0009547082006719353}] | maximum scale-free violation at first failed capacity | [1050.0, 1100.0] | [[0.0, 1050.0]] | FALSE | 1200 | reclaimed_water_substitution_ratio
354 | 1.3522 | 3.8403 | 0.0022171 | 1000 | 1050 | max_source_abstraction_ratio | 0.0055412 | [{'constraint': 'max_source_abstraction_ratio', 'actual': 0.9555412341342995, 'target': 0.95, 'operator': '<=', 'violation': 0.005541234134299522, 'scaled_violation': 0.00583287803610476}, {'constraint': 'max_wtw_utilization', 'actual': 0.9521219460424243, 'target': 0.95, 'operator': '<=', 'violation': 0.0021219460424243275, 'scaled_violation': 0.0022336274130782398}] | maximum scale-free violation at first failed capacity | [1000.0, 1050.0] | [[0.0, 1000.0]] | FALSE | 1100 | reclaimed_water_substitution_ratio
355 | 1.3493 | 3.368 | 0.0070136 | 900 | 950 | max_source_abstraction_ratio | 0.0043956 | [{'constraint': 'max_source_abstraction_ratio', 'actual': 0.9543956431936951, 'target': 0.95, 'operator': '<=', 'violation': 0.00439564319369512, 'scaled_violation': 0.0046269928354685476}, {'constraint': 'max_wtw_utilization', 'actual': 0.9509804544596722, 'target': 0.95, 'operator': '<=', 'violation': 0.0009804544596722087, 'scaled_violation': 0.0010320573259707461}] | maximum scale-free violation at first failed capacity | [900.0, 950.0] | [[0.0, 900.0]] | FALSE | 1100 | reclaimed_water_substitution_ratio
356 | 1.2818 | 5.976 | 0.0033508 | 1050 | 1100 | max_source_abstraction_ratio | 0.0017708 | [{'constraint': 'max_source_abstraction_ratio', 'actual': 0.951770837133378, 'target': 0.95, 'operator': '<=', 'violation': 0.0017708371333780004, 'scaled_violation': 0.0018640390877663164}] | maximum scale-free violation at first failed capacity | [1050.0, 1100.0] | [[0.0, 1050.0]] | FALSE | 1200 | reclaimed_water_substitution_ratio
357 | 1.2557 | 7.9102 | 0.0013452 | 1100 | 1150 | max_source_abstraction_ratio | 0.0017429 | [{'constraint': 'max_source_abstraction_ratio', 'actual': 0.9517429142700006, 'target': 0.95, 'operator': '<=', 'violation': 0.0017429142700006173, 'scaled_violation': 0.0018346466000006497}] | maximum scale-free violation at first failed capacity | [1100.0, 1150.0] | [[0.0, 1100.0]] | FALSE | 1200 | reclaimed_water_substitution_ratio
358 | 1.3462 | 4.6012 | 0.0033452 | 1000 | 1050 | max_source_abstraction_ratio | 0.0018577 | [{'constraint': 'max_source_abstraction_ratio', 'actual': 0.9518576847126246, 'target': 0.95, 'operator': '<=', 'violation': 0.0018576847126245966, 'scaled_violation': 0.0019554575922364173}] | maximum scale-free violation at first failed capacity | [1000.0, 1050.0] | [[0.0, 1000.0]] | FALSE | 1150 | reclaimed_water_substitution_ratio
359 | 1.3132 | 8.8856 | 0.0070555 | 1000 | 1050 | max_source_abstraction_ratio | 0.0049448 | [{'constraint': 'max_source_abstraction_ratio', 'actual': 0.9549447678348771, 'target': 0.95, 'operator': '<=', 'violation': 0.004944767834877184, 'scaled_violation': 0.005205018773554931}, {'constraint': 'max_wtw_utilization', 'actual': 0.9515276141251111, 'target': 0.95, 'operator': '<=', 'violation': 0.0015276141251111541, 'scaled_violation': 0.001608014868538057}] | maximum scale-free violation at first failed capacity | [1000.0, 1050.0] | [[0.0, 1000.0]] | FALSE | 1200 | reclaimed_water_substitution_ratio
360 | 1.1732 | 5.3771 | 0.0017914 | 1200 | 1250 | max_source_abstraction_ratio | 0.005464 | [{'constraint': 'max_source_abstraction_ratio', 'actual': 0.9554640413097439, 'target': 0.95, 'operator': '<=', 'violation': 0.005464041309743983, 'scaled_violation': 0.0057516224313094565}, {'constraint': 'max_wtw_utilization', 'actual': 0.9520450294430031, 'target': 0.95, 'operator': '<=', 'violation': 0.00204502944300311, 'scaled_violation': 0.0021526625715822213}] | maximum scale-free violation at first failed capacity | [1200.0, 1250.0] | [[0.0, 1200.0]] | FALSE | 1300 | reclaimed_water_substitution_ratio
361 | 1.22 | 7.1084 | 0.0051118 | 1100 | 1150 | max_source_abstraction_ratio | 0.0049069 | [{'constraint': 'max_source_abstraction_ratio', 'actual': 0.9549068717778098, 'target': 0.95, 'operator': '<=', 'violation': 0.004906871777809796, 'scaled_violation': 0.005165128187168206}, {'constraint': 'max_wtw_utilization', 'actual': 0.951489853674475, 'target': 0.95, 'operator': '<=', 'violation': 0.0014898536744750723, 'scaled_violation': 0.0015682670257632341}] | maximum scale-free violation at first failed capacity | [1100.0, 1150.0] | [[0.0, 1100.0]] | FALSE | 1250 | reclaimed_water_substitution_ratio
362 | 1.1621 | 6.2714 | 0.0066114 | 1100 | 1150 | max_source_abstraction_ratio | 0.00058223 | [{'constraint': 'max_source_abstraction_ratio', 'actual': 0.9505822250963095, 'target': 0.95, 'operator': '<=', 'violation': 0.0005822250963095632, 'scaled_violation': 0.0006128685224311192}] | maximum scale-free violation at first failed capacity | [1100.0, 1150.0] | [[0.0, 1100.0]] | FALSE | 1350 | reclaimed_water_substitution_ratio
363 | 1.1287 | 8.8885 | 0.0046378 | 1200 | 1250 | max_source_abstraction_ratio | 0.0056382 | [{'constraint': 'max_source_abstraction_ratio', 'actual': 0.9556381958149172, 'target': 0.95, 'operator': '<=', 'violation': 0.005638195814917202, 'scaled_violation': 0.005934942963070739}, {'constraint': 'max_wtw_utilization', 'actual': 0.9522185607574606, 'target': 0.95, 'operator': '<=', 'violation': 0.0022185607574606303, 'scaled_violation': 0.002335327113116453}] | maximum scale-free violation at first failed capacity | [1200.0, 1250.0] | [[0.0, 1200.0]] | FALSE | 1400 | reclaimed_water_substitution_ratio
364 | 1.1407 | 6.793 | 0.0064399 | 1150 | 1200 | max_source_abstraction_ratio | 0.0044079 | [{'constraint': 'max_source_abstraction_ratio', 'actual': 0.954407863886885, 'target': 0.95, 'operator': '<=', 'violation': 0.004407863886885077, 'scaled_violation': 0.004639856723036923}, {'constraint': 'max_wtw_utilization', 'actual': 0.9509926314225979, 'target': 0.95, 'operator': '<=', 'violation': 0.0009926314225979782, 'scaled_violation': 0.0010448751816820824}] | maximum scale-free violation at first failed capacity | [1150.0, 1200.0] | [[0.0, 1150.0]] | FALSE | 1350 | reclaimed_water_substitution_ratio
365 | 1.156 | 7.5497 | 0.0048992 | 1150 | 1200 | max_source_abstraction_ratio | 0.0031453 | [{'constraint': 'max_source_abstraction_ratio', 'actual': 0.9531452620583487, 'target': 0.95, 'operator': '<=', 'violation': 0.0031452620583487523, 'scaled_violation': 0.0033108021666828974}] | maximum scale-free violation at first failed capacity | [1150.0, 1200.0] | [[0.0, 1150.0]] | FALSE | 1350 | reclaimed_water_substitution_ratio
366 | 1.2572 | 3.044 | 0.0057245 | 950 | 1000 | max_source_abstraction_ratio | 0.0058446 | [{'constraint': 'max_source_abstraction_ratio', 'actual': 0.9558446487710205, 'target': 0.95, 'operator': '<=', 'violation': 0.005844648771020533, 'scaled_violation': 0.006152261864232141}, {'constraint': 'max_wtw_utilization', 'actual': 0.9524242749467697, 'target': 0.95, 'operator': '<=', 'violation': 0.0024242749467697777, 'scaled_violation': 0.002551868365020819}] | maximum scale-free violation at first failed capacity | [950.0, 1000.0] | [[0.0, 950.0]] | FALSE | 1100 | reclaimed_water_substitution_ratio
367 | 1.1362 | 8.4665 | 0.00081617 | 1250 | 1300 | max_source_abstraction_ratio | 0.004543 | [{'constraint': 'max_source_abstraction_ratio', 'actual': 0.954542963538967, 'target': 0.95, 'operator': '<=', 'violation': 0.004542963538966993, 'scaled_violation': 0.004782066883123151}, {'constraint': 'max_wtw_utilization', 'actual': 0.9511272476370058, 'target': 0.95, 'operator': '<=', 'violation': 0.0011272476370058904, 'scaled_violation': 0.0011865764600062004}] | maximum scale-free violation at first failed capacity | [1250.0, 1300.0] | [[0.0, 1250.0]] | FALSE | 1350 | reclaimed_water_substitution_ratio
368 | 1.1631 | 3.2057 | 0.0075072 | 1000 | 1050 | max_source_abstraction_ratio | 0.0023756 | [{'constraint': 'max_source_abstraction_ratio', 'actual': 0.9523756238700621, 'target': 0.95, 'operator': '<=', 'violation': 0.0023756238700621823, 'scaled_violation': 0.002500656705328613}] | maximum scale-free violation at first failed capacity | [1000.0, 1050.0] | [[0.0, 1000.0]] | FALSE | 1250 | reclaimed_water_substitution_ratio
369 | 1.284 | 5.2775 | 0.0017558 | 1100 | 1150 | max_source_abstraction_ratio | 0.0062049 | [{'constraint': 'max_source_abstraction_ratio', 'actual': 0.9562048733519706, 'target': 0.95, 'operator': '<=', 'violation': 0.006204873351970619, 'scaled_violation': 0.006531445633653284}, {'constraint': 'max_wtw_utilization', 'actual': 0.952783210507868, 'target': 0.95, 'operator': '<=', 'violation': 0.002783210507868006, 'scaled_violation': 0.0029296952714400063}] | maximum scale-free violation at first failed capacity | [1100.0, 1150.0] | [[0.0, 1100.0]] | FALSE | 1200 | reclaimed_water_substitution_ratio
370 | 1.2755 | 8.3411 | 0.0052479 | 1050 | 1100 | max_source_abstraction_ratio | 0.0047244 | [{'constraint': 'max_source_abstraction_ratio', 'actual': 0.9547243695329322, 'target': 0.95, 'operator': '<=', 'violation': 0.004724369532932204, 'scaled_violation': 0.004973020560981268}, {'constraint': 'max_wtw_utilization', 'actual': 0.9513080044916845, 'target': 0.95, 'operator': '<=', 'violation': 0.0013080044916845557, 'scaled_violation': 0.001376846833352164}] | maximum scale-free violation at first failed capacity | [1050.0, 1100.0] | [[0.0, 1050.0]] | FALSE | 1200 | reclaimed_water_substitution_ratio
371 | 1.3202 | 6.4994 | 0.0055872 | 1000 | 1050 | max_source_abstraction_ratio | 0.0030178 | [{'constraint': 'max_source_abstraction_ratio', 'actual': 0.9530177737975924, 'target': 0.95, 'operator': '<=', 'violation': 0.0030177737975924934, 'scaled_violation': 0.0031766039974657828}] | maximum scale-free violation at first failed capacity | [1000.0, 1050.0] | [[0.0, 1000.0]] | FALSE | 1200 | reclaimed_water_substitution_ratio
372 | 1.1963 | 6.797 | 0.0043228 | 1100 | 1150 | max_source_abstraction_ratio | 0.00026434 | [{'constraint': 'max_source_abstraction_ratio', 'actual': 0.9502643380877089, 'target': 0.95, 'operator': '<=', 'violation': 0.0002643380877089818, 'scaled_violation': 0.0002782506186410335}] | maximum scale-free violation at first failed capacity | [1100.0, 1150.0] | [[0.0, 1100.0]] | FALSE | 1300 | reclaimed_water_substitution_ratio
373 | 1.2028 | 4.0228 | 0.0032453 | 1100 | 1150 | max_source_abstraction_ratio | 0.0018293 | [{'constraint': 'max_source_abstraction_ratio', 'actual': 0.9518292505469969, 'target': 0.95, 'operator': '<=', 'violation': 0.0018292505469968967, 'scaled_violation': 0.0019255268915756808}] | maximum scale-free violation at first failed capacity | [1100.0, 1150.0] | [[0.0, 1100.0]] | FALSE | 1250 | reclaimed_water_substitution_ratio
374 | 1.3181 | 7.5077 | 0.0068959 | 1000 | 1050 | max_source_abstraction_ratio | 0.0052254 | [{'constraint': 'max_source_abstraction_ratio', 'actual': 0.9552253993481892, 'target': 0.95, 'operator': '<=', 'violation': 0.005225399348189219, 'scaled_violation': 0.0055004203665149675}, {'constraint': 'max_wtw_utilization', 'actual': 0.9518072414326837, 'target': 0.95, 'operator': '<=', 'violation': 0.0018072414326837372, 'scaled_violation': 0.0019023594028249866}] | maximum scale-free violation at first failed capacity | [1000.0, 1050.0] | [[0.0, 1000.0]] | FALSE | 1200 | reclaimed_water_substitution_ratio
375 | 1.2603 | 4.8689 | 0.0059363 | 1050 | 1100 | max_source_abstraction_ratio | 0.0042105 | [{'constraint': 'max_source_abstraction_ratio', 'actual': 0.9542105297972534, 'target': 0.95, 'operator': '<=', 'violation': 0.004210529797253448, 'scaled_violation': 0.00443213662868784}, {'constraint': 'max_wtw_utilization', 'actual': 0.950796003469006, 'target': 0.95, 'operator': '<=', 'violation': 0.0007960034690059903, 'scaled_violation': 0.0008378983884273582}] | maximum scale-free violation at first failed capacity | [1050.0, 1100.0] | [[0.0, 1050.0]] | FALSE | 1250 | reclaimed_water_substitution_ratio
376 | 1.309 | 5.4117 | 0.0035122 | 1050 | 1100 | max_source_abstraction_ratio | 0.0054134 | [{'constraint': 'max_source_abstraction_ratio', 'actual': 0.9554133885974372, 'target': 0.95, 'operator': '<=', 'violation': 0.00541338859743723, 'scaled_violation': 0.0056983037867760315}, {'constraint': 'max_wtw_utilization', 'actual': 0.9519945579852668, 'target': 0.95, 'operator': '<=', 'violation': 0.0019945579852668205, 'scaled_violation': 0.0020995347213334952}] | maximum scale-free violation at first failed capacity | [1050.0, 1100.0] | [[0.0, 1050.0]] | FALSE | 1200 | reclaimed_water_substitution_ratio
377 | 1.2484 | 4.3362 | 0.0048834 | 1050 | 1100 | max_source_abstraction_ratio | 0.00070102 | [{'constraint': 'max_source_abstraction_ratio', 'actual': 0.950701016016475, 'target': 0.95, 'operator': '<=', 'violation': 0.0007010160164750978, 'scaled_violation': 0.0007379115962895767}] | maximum scale-free violation at first failed capacity | [1050.0, 1100.0] | [[0.0, 1050.0]] | FALSE | 1250 | reclaimed_water_substitution_ratio
378 | 1.197 | 6.7024 | 0.0022806 | 1150 | 1200 | max_source_abstraction_ratio | 0.0030104 | [{'constraint': 'max_source_abstraction_ratio', 'actual': 0.9530104246312331, 'target': 0.95, 'operator': '<=', 'violation': 0.003010424631233133, 'scaled_violation': 0.003168868032876982}] | maximum scale-free violation at first failed capacity | [1150.0, 1200.0] | [[0.0, 1150.0]] | FALSE | 1300 | reclaimed_water_substitution_ratio
379 | 1.2156 | 3.2312 | 0.0038675 | 1000 | 1050 | max_source_abstraction_ratio | 0.0011335 | [{'constraint': 'max_source_abstraction_ratio', 'actual': 0.9511335193921228, 'target': 0.95, 'operator': '<=', 'violation': 0.001133519392122806, 'scaled_violation': 0.0011931783074976905}] | maximum scale-free violation at first failed capacity | [1000.0, 1050.0] | [[0.0, 1000.0]] | FALSE | 1200 | reclaimed_water_substitution_ratio
380 | 1.279 | 6.668 | 0.0015339 | 1100 | 1150 | max_source_abstraction_ratio | 0.0051011 | [{'constraint': 'max_source_abstraction_ratio', 'actual': 0.9551010805088548, 'target': 0.95, 'operator': '<=', 'violation': 0.005101080508854827, 'scaled_violation': 0.005369558430373502}, {'constraint': 'max_wtw_utilization', 'actual': 0.9516833674531961, 'target': 0.95, 'operator': '<=', 'violation': 0.001683367453196194, 'scaled_violation': 0.0017719657402065201}] | maximum scale-free violation at first failed capacity | [1100.0, 1150.0] | [[0.0, 1100.0]] | FALSE | 1200 | reclaimed_water_substitution_ratio
381 | 1.2214 | 6.4864 | 0.0030615 | 1100 | 1150 | max_source_abstraction_ratio | 0.00087736 | [{'constraint': 'max_source_abstraction_ratio', 'actual': 0.9508773649004247, 'target': 0.95, 'operator': '<=', 'violation': 0.0008773649004247819, 'scaled_violation': 0.0009235420004471388}] | maximum scale-free violation at first failed capacity | [1100.0, 1150.0] | [[0.0, 1100.0]] | FALSE | 1250 | reclaimed_water_substitution_ratio
382 | 1.1771 | 5.4993 | 0.0050159 | 1150 | 1200 | max_source_abstraction_ratio | 0.0062076 | [{'constraint': 'max_source_abstraction_ratio', 'actual': 0.9562075838479257, 'target': 0.95, 'operator': '<=', 'violation': 0.006207583847925746, 'scaled_violation': 0.006534298787290259}, {'constraint': 'max_wtw_utilization', 'actual': 0.9527859113046429, 'target': 0.95, 'operator': '<=', 'violation': 0.0027859113046428963, 'scaled_violation': 0.002932538215413575}] | maximum scale-free violation at first failed capacity | [1150.0, 1200.0] | [[0.0, 1150.0]] | FALSE | 1300 | reclaimed_water_substitution_ratio
383 | 1.2506 | 7.5894 | 0.0068074 | 1050 | 1100 | max_source_abstraction_ratio | 0.0047416 | [{'constraint': 'max_source_abstraction_ratio', 'actual': 0.9547416429463526, 'target': 0.95, 'operator': '<=', 'violation': 0.004741642946352598, 'scaled_violation': 0.004991203101423787}, {'constraint': 'max_wtw_utilization', 'actual': 0.9513252160942958, 'target': 0.95, 'operator': '<=', 'violation': 0.0013252160942958113, 'scaled_violation': 0.0013949643097850646}] | maximum scale-free violation at first failed capacity | [1050.0, 1100.0] | [[0.0, 1050.0]] | FALSE | 1250 | reclaimed_water_substitution_ratio
384 | 1.1731 | 3.0468 | 0.0046545 | 1000 | 1050 | max_source_abstraction_ratio | 0.00095965 | [{'constraint': 'max_source_abstraction_ratio', 'actual': 0.9509596530601707, 'target': 0.95, 'operator': '<=', 'violation': 0.000959653060170762, 'scaled_violation': 0.0010101611159692232}] | maximum scale-free violation at first failed capacity | [1000.0, 1050.0] | [[0.0, 1000.0]] | FALSE | 1200 | reclaimed_water_substitution_ratio
385 | 1.157 | 6.8978 | 0.0062148 | 1150 | 1200 | max_source_abstraction_ratio | 0.0060938 | [{'constraint': 'max_source_abstraction_ratio', 'actual': 0.9560938012705386, 'target': 0.95, 'operator': '<=', 'violation': 0.006093801270538601, 'scaled_violation': 0.006414527653198528}, {'constraint': 'max_wtw_utilization', 'actual': 0.9526725358843705, 'target': 0.95, 'operator': '<=', 'violation': 0.0026725358843705527, 'scaled_violation': 0.0028131956677584767}] | maximum scale-free violation at first failed capacity | [1150.0, 1200.0] | [[0.0, 1150.0]] | FALSE | 1350 | reclaimed_water_substitution_ratio
386 | 1.1793 | 5.1767 | 0.0065051 | 1100 | 1150 | max_source_abstraction_ratio | 0.0025574 | [{'constraint': 'max_source_abstraction_ratio', 'actual': 0.9525574294443601, 'target': 0.95, 'operator': '<=', 'violation': 0.0025574294443601042, 'scaled_violation': 0.0026920309940632677}] | maximum scale-free violation at first failed capacity | [1100.0, 1150.0] | [[0.0, 1100.0]] | FALSE | 1300 | reclaimed_water_substitution_ratio
387 | 1.3365 | 4.348 | 0.0009665 | 1050 | 1100 | max_source_abstraction_ratio | 0.0037858 | [{'constraint': 'max_source_abstraction_ratio', 'actual': 0.9537857805454748, 'target': 0.95, 'operator': '<=', 'violation': 0.0037857805454748483, 'scaled_violation': 0.003985032153131419}, {'constraint': 'max_wtw_utilization', 'actual': 0.9503727741307662, 'target': 0.95, 'operator': '<=', 'violation': 0.0003727741307661958, 'scaled_violation': 0.0003923938218591535}] | maximum scale-free violation at first failed capacity | [1050.0, 1100.0] | [[0.0, 1050.0]] | FALSE | 1150 | reclaimed_water_substitution_ratio
388 | 1.128 | 3.8354 | 0.002834 | 1200 | 1250 | max_source_abstraction_ratio | 0.0067116 | [{'constraint': 'max_source_abstraction_ratio', 'actual': 0.9567116353181334, 'target': 0.95, 'operator': '<=', 'violation': 0.006711635318133458, 'scaled_violation': 0.0070648792822457455}, {'constraint': 'max_wtw_utilization', 'actual': 0.9532881590879678, 'target': 0.95, 'operator': '<=', 'violation': 0.003288159087967868, 'scaled_violation': 0.003461220092597756}] | maximum scale-free violation at first failed capacity | [1200.0, 1250.0] | [[0.0, 1200.0]] | FALSE | 1350 | reclaimed_water_substitution_ratio
389 | 1.2302 | 5.0857 | 0.003218 | 1100 | 1150 | max_source_abstraction_ratio | 0.0023252 | [{'constraint': 'max_source_abstraction_ratio', 'actual': 0.9523251775096657, 'target': 0.95, 'operator': '<=', 'violation': 0.0023251775096657656, 'scaled_violation': 0.002447555273332385}] | maximum scale-free violation at first failed capacity | [1100.0, 1150.0] | [[0.0, 1100.0]] | FALSE | 1250 | reclaimed_water_substitution_ratio
390 | 1.3337 | 4.4803 | 0.0054433 | 1000 | 1050 | max_source_abstraction_ratio | 0.0043203 | [{'constraint': 'max_source_abstraction_ratio', 'actual': 0.9543203259619036, 'target': 0.95, 'operator': '<=', 'violation': 0.004320325961903682, 'scaled_violation': 0.004547711538845981}, {'constraint': 'max_wtw_utilization', 'actual': 0.9509054067414344, 'target': 0.95, 'operator': '<=', 'violation': 0.0009054067414344669, 'scaled_violation': 0.0009530597278257547}] | maximum scale-free violation at first failed capacity | [1000.0, 1050.0] | [[0.0, 1000.0]] | FALSE | 1150 | reclaimed_water_substitution_ratio
391 | 1.211 | 4.7675 | 0.0048079 | 1100 | 1150 | max_source_abstraction_ratio | 0.0031355 | [{'constraint': 'max_source_abstraction_ratio', 'actual': 0.9531355274587834, 'target': 0.95, 'operator': '<=', 'violation': 0.003135527458783427, 'scaled_violation': 0.0033005552197720284}] | maximum scale-free violation at first failed capacity | [1100.0, 1150.0] | [[0.0, 1100.0]] | FALSE | 1300 | reclaimed_water_substitution_ratio
392 | 1.2521 | 5.3407 | 0.0037369 | 1100 | 1150 | max_source_abstraction_ratio | 0.0061857 | [{'constraint': 'max_source_abstraction_ratio', 'actual': 0.9561856895220079, 'target': 0.95, 'operator': '<=', 'violation': 0.006185689522007931, 'scaled_violation': 0.006511252128429401}, {'constraint': 'max_wtw_utilization', 'actual': 0.9527640953249075, 'target': 0.95, 'operator': '<=', 'violation': 0.0027640953249075118, 'scaled_violation': 0.0029095740262184335}] | maximum scale-free violation at first failed capacity | [1100.0, 1150.0] | [[0.0, 1100.0]] | FALSE | 1250 | reclaimed_water_substitution_ratio
393 | 1.3565 | 7.1284 | 0.0030355 | 1000 | 1050 | max_source_abstraction_ratio | 0.0024734 | [{'constraint': 'max_source_abstraction_ratio', 'actual': 0.9524733782836899, 'target': 0.95, 'operator': '<=', 'violation': 0.0024733782836899865, 'scaled_violation': 0.002603556088094723}] | maximum scale-free violation at first failed capacity | [1000.0, 1050.0] | [[0.0, 1000.0]] | FALSE | 1150 | reclaimed_water_substitution_ratio
394 | 1.1303 | 4.2673 | 0.0037602 | 1200 | 1250 | max_source_abstraction_ratio | 0.0044207 | [{'constraint': 'max_source_abstraction_ratio', 'actual': 0.9544206983806223, 'target': 0.95, 'operator': '<=', 'violation': 0.004420698380622312, 'scaled_violation': 0.004653366716444539}, {'constraint': 'max_wtw_utilization', 'actual': 0.9510054199896602, 'target': 0.95, 'operator': '<=', 'violation': 0.0010054199896601945, 'scaled_violation': 0.0010583368312212574}] | maximum scale-free violation at first failed capacity | [1200.0, 1250.0] | [[0.0, 1200.0]] | FALSE | 1350 | reclaimed_water_substitution_ratio
395 | 1.1885 | 8.6493 | 0.0014525 | 1150 | 1200 | max_source_abstraction_ratio | 0.00011498 | [{'constraint': 'max_source_abstraction_ratio', 'actual': 0.9501149809402941, 'target': 0.95, 'operator': '<=', 'violation': 0.00011498094029416261, 'scaled_violation': 0.0001210325687306975}] | maximum scale-free violation at first failed capacity | [1150.0, 1200.0] | [[0.0, 1150.0]] | FALSE | 1300 | reclaimed_water_substitution_ratio
396 | 1.272 | 4.2912 | 0.00061775 | 1100 | 1150 | max_source_abstraction_ratio | 0.0026169 | [{'constraint': 'max_source_abstraction_ratio', 'actual': 0.9526169329672326, 'target': 0.95, 'operator': '<=', 'violation': 0.0026169329672326436, 'scaled_violation': 0.00275466628129752}] | maximum scale-free violation at first failed capacity | [1100.0, 1150.0] | [[0.0, 1100.0]] | FALSE | 1200 | reclaimed_water_substitution_ratio
397 | 1.342 | 6.4388 | 0.0075763 | 950 | 1000 | max_source_abstraction_ratio | 0.0011522 | [{'constraint': 'max_source_abstraction_ratio', 'actual': 0.9511521598984829, 'target': 0.95, 'operator': '<=', 'violation': 0.0011521598984829406, 'scaled_violation': 0.0012127998931399375}] | maximum scale-free violation at first failed capacity | [950.0, 1000.0] | [[0.0, 950.0]] | FALSE | 1150 | reclaimed_water_substitution_ratio
398 | 1.3216 | 7.8143 | 0.0075614 | 1000 | 1050 | max_source_abstraction_ratio | 0.0068759 | [{'constraint': 'max_source_abstraction_ratio', 'actual': 0.9568759143390204, 'target': 0.95, 'operator': '<=', 'violation': 0.006875914339020461, 'scaled_violation': 0.007237804567389959}, {'constraint': 'max_wtw_utilization', 'actual': 0.9534518502563587, 'target': 0.95, 'operator': '<=', 'violation': 0.003451850256358746, 'scaled_violation': 0.0036335265856407856}] | maximum scale-free violation at first failed capacity | [1000.0, 1050.0] | [[0.0, 1000.0]] | FALSE | 1200 | reclaimed_water_substitution_ratio
399 | 1.1431 | 7.0887 | 0.00082256 | 1250 | 1300 | max_source_abstraction_ratio | 0.005555 | [{'constraint': 'max_source_abstraction_ratio', 'actual': 0.9555549821481636, 'target': 0.95, 'operator': '<=', 'violation': 0.005554982148163634, 'scaled_violation': 0.005847349629645931}, {'constraint': 'max_wtw_utilization', 'actual': 0.9521356448606928, 'target': 0.95, 'operator': '<=', 'violation': 0.0021356448606928424, 'scaled_violation': 0.0022480472217819396}] | maximum scale-free violation at first failed capacity | [1250.0, 1300.0] | [[0.0, 1250.0]] | FALSE | 1350 | reclaimed_water_substitution_ratio
400 | 1.2552 | 3.82 | 0.0031517 | 1050 | 1100 | max_source_abstraction_ratio | 0.0034096 | [{'constraint': 'max_source_abstraction_ratio', 'actual': 0.9534095719108276, 'target': 0.95, 'operator': '<=', 'violation': 0.003409571910827691, 'scaled_violation': 0.003589023064029149}] | maximum scale-free violation at first failed capacity | [1050.0, 1100.0] | [[0.0, 1050.0]] | FALSE | 1200 | reclaimed_water_substitution_ratio
401 | 1.245 | 4.9389 | 0.0020935 | 1100 | 1150 | max_source_abstraction_ratio | 0.0019103 | [{'constraint': 'max_source_abstraction_ratio', 'actual': 0.9519102586148084, 'target': 0.95, 'operator': '<=', 'violation': 0.0019102586148084244, 'scaled_violation': 0.0020107985419036047}] | maximum scale-free violation at first failed capacity | [1100.0, 1150.0] | [[0.0, 1100.0]] | FALSE | 1250 | reclaimed_water_substitution_ratio
402 | 1.1865 | 4.3437 | 0.0066675 | 1100 | 1150 | max_source_abstraction_ratio | 0.0038158 | [{'constraint': 'max_source_abstraction_ratio', 'actual': 0.9538157803769051, 'target': 0.95, 'operator': '<=', 'violation': 0.003815780376905109, 'scaled_violation': 0.00401661092305801}, {'constraint': 'max_wtw_utilization', 'actual': 0.9504026666114483, 'target': 0.95, 'operator': '<=', 'violation': 0.0004026666114483879, 'scaled_violation': 0.00042385959099830304}] | maximum scale-free violation at first failed capacity | [1100.0, 1150.0] | [[0.0, 1100.0]] | FALSE | 1300 | reclaimed_water_substitution_ratio
403 | 1.3316 | 5.0097 | 0.0073713 | 1000 | 1050 | max_source_abstraction_ratio | 0.0076862 | [{'constraint': 'max_source_abstraction_ratio', 'actual': 0.9576862144743555, 'target': 0.95, 'operator': '<=', 'violation': 0.007686214474355579, 'scaled_violation': 0.008090752078269032}, {'constraint': 'max_wtw_utilization', 'actual': 0.9542592508312094, 'target': 0.95, 'operator': '<=', 'violation': 0.004259250831209482, 'scaled_violation': 0.004483421927588929}] | maximum scale-free violation at first failed capacity | [1000.0, 1050.0] | [[0.0, 1000.0]] | FALSE | 1150 | reclaimed_water_substitution_ratio
404 | 1.2284 | 8.7529 | 0.0065105 | 1050 | 1100 | max_source_abstraction_ratio | 0.0014476 | [{'constraint': 'max_source_abstraction_ratio', 'actual': 0.9514476407672904, 'target': 0.95, 'operator': '<=', 'violation': 0.0014476407672904257, 'scaled_violation': 0.0015238323866215008}] | maximum scale-free violation at first failed capacity | [1050.0, 1100.0] | [[0.0, 1050.0]] | FALSE | 1250 | reclaimed_water_substitution_ratio
405 | 1.2492 | 4.0758 | 0.0036451 | 1050 | 1100 | max_source_abstraction_ratio | 0.00074025 | [{'constraint': 'max_source_abstraction_ratio', 'actual': 0.9507402518513056, 'target': 0.95, 'operator': '<=', 'violation': 0.0007402518513056622, 'scaled_violation': 0.0007792124750585918}] | maximum scale-free violation at first failed capacity | [1050.0, 1100.0] | [[0.0, 1050.0]] | FALSE | 1200 | reclaimed_water_substitution_ratio
406 | 1.2429 | 7.8387 | 0.0022786 | 1100 | 1150 | max_source_abstraction_ratio | 0.0020291 | [{'constraint': 'max_source_abstraction_ratio', 'actual': 0.9520290584722132, 'target': 0.95, 'operator': '<=', 'violation': 0.002029058472213241, 'scaled_violation': 0.0021358510233823592}] | maximum scale-free violation at first failed capacity | [1100.0, 1150.0] | [[0.0, 1100.0]] | FALSE | 1250 | reclaimed_water_substitution_ratio
407 | 1.1433 | 7.2723 | 0.001371 | 1200 | 1250 | max_source_abstraction_ratio | 0.00038547 | [{'constraint': 'max_source_abstraction_ratio', 'actual': 0.9503854703382347, 'target': 0.95, 'operator': '<=', 'violation': 0.0003854703382347724, 'scaled_violation': 0.00040575825077344464}] | maximum scale-free violation at first failed capacity | [1200.0, 1250.0] | [[0.0, 1200.0]] | FALSE | 1350 | reclaimed_water_substitution_ratio
408 | 1.2191 | 3.2491 | 0.0054519 | 1000 | 1050 | max_source_abstraction_ratio | 0.0044799 | [{'constraint': 'max_source_abstraction_ratio', 'actual': 0.9544798532085946, 'target': 0.95, 'operator': '<=', 'violation': 0.004479853208594675, 'scaled_violation': 0.0047156349564154475}, {'constraint': 'max_wtw_utilization', 'actual': 0.9510643631392752, 'target': 0.95, 'operator': '<=', 'violation': 0.0010643631392752706, 'scaled_violation': 0.0011203822518687059}] | maximum scale-free violation at first failed capacity | [1000.0, 1050.0] | [[0.0, 1000.0]] | FALSE | 1200 | reclaimed_water_substitution_ratio
409 | 1.3163 | 6.5833 | 0.00089163 | 1050 | 1100 | max_source_abstraction_ratio | 0.0011699 | [{'constraint': 'max_source_abstraction_ratio', 'actual': 0.9511699450133599, 'target': 0.95, 'operator': '<=', 'violation': 0.0011699450133599854, 'scaled_violation': 0.0012315210666947215}] | maximum scale-free violation at first failed capacity | [1050.0, 1100.0] | [[0.0, 1050.0]] | FALSE | 1150 | reclaimed_water_substitution_ratio
410 | 1.2812 | 5.5856 | 0.0014146 | 1100 | 1150 | max_source_abstraction_ratio | 0.0051445 | [{'constraint': 'max_source_abstraction_ratio', 'actual': 0.9551444589284122, 'target': 0.95, 'operator': '<=', 'violation': 0.005144458928412199, 'scaled_violation': 0.00541521992464442}, {'constraint': 'max_wtw_utilization', 'actual': 0.9517265906483549, 'target': 0.95, 'operator': '<=', 'violation': 0.0017265906483548976, 'scaled_violation': 0.0018174638403735766}] | maximum scale-free violation at first failed capacity | [1100.0, 1150.0] | [[0.0, 1100.0]] | FALSE | 1200 | reclaimed_water_substitution_ratio
411 | 1.2838 | 4.6093 | 0.0061115 | 1050 | 1100 | max_source_abstraction_ratio | 0.0074259 | [{'constraint': 'max_source_abstraction_ratio', 'actual': 0.9574258549776754, 'target': 0.95, 'operator': '<=', 'violation': 0.00742585497767545, 'scaled_violation': 0.007816689450184685}, {'constraint': 'max_wtw_utilization', 'actual': 0.9539998229993228, 'target': 0.95, 'operator': '<=', 'violation': 0.003999822999322888, 'scaled_violation': 0.0042103399992872515}] | maximum scale-free violation at first failed capacity | [1050.0, 1100.0] | [[0.0, 1050.0]] | FALSE | 1200 | reclaimed_water_substitution_ratio
412 | 1.3062 | 3.1846 | 0.002338 | 950 | 1000 | max_source_abstraction_ratio | 0.0022599 | [{'constraint': 'max_source_abstraction_ratio', 'actual': 0.9522598967979453, 'target': 0.95, 'operator': '<=', 'violation': 0.00225989679794536, 'scaled_violation': 0.0023788387346793264}] | maximum scale-free violation at first failed capacity | [950.0, 1000.0] | [[0.0, 950.0]] | FALSE | 1100 | reclaimed_water_substitution_ratio
413 | 1.3434 | 6.6378 | 0.0062898 | 1000 | 1050 | max_source_abstraction_ratio | 0.0070398 | [{'constraint': 'max_source_abstraction_ratio', 'actual': 0.9570398262088158, 'target': 0.95, 'operator': '<=', 'violation': 0.007039826208815825, 'scaled_violation': 0.007410343377700869}, {'constraint': 'max_wtw_utilization', 'actual': 0.9536151755874631, 'target': 0.95, 'operator': '<=', 'violation': 0.0036151755874631597, 'scaled_violation': 0.003805447986803326}] | maximum scale-free violation at first failed capacity | [1000.0, 1050.0] | [[0.0, 1000.0]] | FALSE | 1150 | reclaimed_water_substitution_ratio
414 | 1.1529 | 8.0348 | 0.0019037 | 1200 | 1250 | max_source_abstraction_ratio | 0.0028979 | [{'constraint': 'max_source_abstraction_ratio', 'actual': 0.9528979052855956, 'target': 0.95, 'operator': '<=', 'violation': 0.0028979052855956366, 'scaled_violation': 0.0030504266164164597}] | maximum scale-free violation at first failed capacity | [1200.0, 1250.0] | [[0.0, 1200.0]] | FALSE | 1350 | reclaimed_water_substitution_ratio
415 | 1.3165 | 3.4937 | 0.00132 | 1000 | 1050 | max_source_abstraction_ratio | 0.0042165 | [{'constraint': 'max_source_abstraction_ratio', 'actual': 0.9542165290427602, 'target': 0.95, 'operator': '<=', 'violation': 0.004216529042760264, 'scaled_violation': 0.004438451623958173}, {'constraint': 'max_wtw_utilization', 'actual': 0.9508019812469424, 'target': 0.95, 'operator': '<=', 'violation': 0.0008019812469424181, 'scaled_violation': 0.000844190786255177}] | maximum scale-free violation at first failed capacity | [1000.0, 1050.0] | [[0.0, 1000.0]] | FALSE | 1100 | reclaimed_water_substitution_ratio
416 | 1.2817 | 4.9387 | 0.0050472 | 1050 | 1100 | max_source_abstraction_ratio | 0.0050861 | [{'constraint': 'max_source_abstraction_ratio', 'actual': 0.9550860852681126, 'target': 0.95, 'operator': '<=', 'violation': 0.005086085268112606, 'scaled_violation': 0.005353773966434322}, {'constraint': 'max_wtw_utilization', 'actual': 0.9516684258710991, 'target': 0.95, 'operator': '<=', 'violation': 0.0016684258710991662, 'scaled_violation': 0.0017562377590517539}] | maximum scale-free violation at first failed capacity | [1050.0, 1100.0] | [[0.0, 1050.0]] | FALSE | 1200 | reclaimed_water_substitution_ratio
417 | 1.2003 | 3.9267 | 0.0021579 | 1100 | 1150 | max_source_abstraction_ratio | 0.00028565 | [{'constraint': 'max_source_abstraction_ratio', 'actual': 0.9502856476702657, 'target': 0.95, 'operator': '<=', 'violation': 0.0002856476702657318, 'scaled_violation': 0.00030068175817445455}] | maximum scale-free violation at first failed capacity | [1100.0, 1150.0] | [[0.0, 1100.0]] | FALSE | 1250 | reclaimed_water_substitution_ratio
418 | 1.1456 | 6.7639 | 0.0069337 | 1150 | 1200 | max_source_abstraction_ratio | 0.0061201 | [{'constraint': 'max_source_abstraction_ratio', 'actual': 0.9561201065631079, 'target': 0.95, 'operator': '<=', 'violation': 0.006120106563107908, 'scaled_violation': 0.006442217434850429}, {'constraint': 'max_wtw_utilization', 'actual': 0.9526987470466496, 'target': 0.95, 'operator': '<=', 'violation': 0.00269874704664963, 'scaled_violation': 0.0028407863648943475}] | maximum scale-free violation at first failed capacity | [1150.0, 1200.0] | [[0.0, 1150.0]] | FALSE | 1350 | reclaimed_water_substitution_ratio
419 | 1.3501 | 3.9013 | 0.0069877 | 950 | 1000 | max_source_abstraction_ratio | 0.0053796 | [{'constraint': 'max_source_abstraction_ratio', 'actual': 0.9553796098259315, 'target': 0.95, 'operator': '<=', 'violation': 0.005379609825931553, 'scaled_violation': 0.005662747185191108}, {'constraint': 'max_wtw_utilization', 'actual': 0.9519609000869866, 'target': 0.95, 'operator': '<=', 'violation': 0.0019609000869866833, 'scaled_violation': 0.0020641053547228246}] | maximum scale-free violation at first failed capacity | [950.0, 1000.0] | [[0.0, 950.0]] | FALSE | 1100 | reclaimed_water_substitution_ratio
420 | 1.1317 | 7.4708 | 0.0054593 | 1150 | 1200 | max_source_abstraction_ratio | 0.00111 | [{'constraint': 'max_source_abstraction_ratio', 'actual': 0.9511099876120237, 'target': 0.95, 'operator': '<=', 'violation': 0.001109987612023744, 'scaled_violation': 0.0011684080126565727}] | maximum scale-free violation at first failed capacity | [1150.0, 1200.0] | [[0.0, 1150.0]] | FALSE | 1400 | reclaimed_water_substitution_ratio
421 | 1.3226 | 8.4358 | 0.0063384 | 1000 | 1050 | max_source_abstraction_ratio | 0.0047077 | [{'constraint': 'max_source_abstraction_ratio', 'actual': 0.9547076768210265, 'target': 0.95, 'operator': '<=', 'violation': 0.004707676821026574, 'scaled_violation': 0.004955449285291131}, {'constraint': 'max_wtw_utilization', 'actual': 0.9512913715126183, 'target': 0.95, 'operator': '<=', 'violation': 0.0012913715126183778, 'scaled_violation': 0.0013593384343351346}] | maximum scale-free violation at first failed capacity | [1000.0, 1050.0] | [[0.0, 1000.0]] | FALSE | 1200 | reclaimed_water_substitution_ratio
422 | 1.3592 | 3.6645 | 0.0041037 | 950 | 1000 | max_source_abstraction_ratio | 0.0041318 | [{'constraint': 'max_source_abstraction_ratio', 'actual': 0.9541318237383417, 'target': 0.95, 'operator': '<=', 'violation': 0.0041318237383417555, 'scaled_violation': 0.004349288145622901}, {'constraint': 'max_wtw_utilization', 'actual': 0.9507175790501536, 'target': 0.95, 'operator': '<=', 'violation': 0.0007175790501536827, 'scaled_violation': 0.0007553463685828239}] | maximum scale-free violation at first failed capacity | [950.0, 1000.0] | [[0.0, 950.0]] | FALSE | 1100 | reclaimed_water_substitution_ratio
423 | 1.358 | 3.7403 | 0.0046394 | 950 | 1000 | max_source_abstraction_ratio | 0.0039662 | [{'constraint': 'max_source_abstraction_ratio', 'actual': 0.9539661538431176, 'target': 0.95, 'operator': '<=', 'violation': 0.0039661538431176036, 'scaled_violation': 0.0041748987822290565}, {'constraint': 'max_wtw_utilization', 'actual': 0.9505525019845006, 'target': 0.95, 'operator': '<=', 'violation': 0.0005525019845006307, 'scaled_violation': 0.0005815810363164534}] | maximum scale-free violation at first failed capacity | [950.0, 1000.0] | [[0.0, 950.0]] | FALSE | 1100 | reclaimed_water_substitution_ratio
424 | 1.1614 | 6.7359 | 0.0012576 | 1200 | 1250 | max_source_abstraction_ratio | 0.0026392 | [{'constraint': 'max_source_abstraction_ratio', 'actual': 0.9526392283725446, 'target': 0.95, 'operator': '<=', 'violation': 0.0026392283725445997, 'scaled_violation': 0.002778135128994316}] | maximum scale-free violation at first failed capacity | [1200.0, 1250.0] | [[0.0, 1200.0]] | FALSE | 1300 | reclaimed_water_substitution_ratio
425 | 1.3172 | 7.4508 | 0.0042227 | 1000 | 1050 | max_source_abstraction_ratio | 0.00011667 | [{'constraint': 'max_source_abstraction_ratio', 'actual': 0.9501166733716864, 'target': 0.95, 'operator': '<=', 'violation': 0.00011667337168641545, 'scaled_violation': 0.00012281407545938468}] | maximum scale-free violation at first failed capacity | [1000.0, 1050.0] | [[0.0, 1000.0]] | FALSE | 1200 | reclaimed_water_substitution_ratio
426 | 1.2367 | 8.3542 | 0.006946 | 1050 | 1100 | max_source_abstraction_ratio | 0.0033097 | [{'constraint': 'max_source_abstraction_ratio', 'actual': 0.9533096913748206, 'target': 0.95, 'operator': '<=', 'violation': 0.0033096913748206225, 'scaled_violation': 0.0034838856577059187}] | maximum scale-free violation at first failed capacity | [1050.0, 1100.0] | [[0.0, 1050.0]] | FALSE | 1250 | reclaimed_water_substitution_ratio
427 | 1.1413 | 8.8317 | 0.0047174 | 1150 | 1200 | max_source_abstraction_ratio | 0.00079933 | [{'constraint': 'max_source_abstraction_ratio', 'actual': 0.9507993289303058, 'target': 0.95, 'operator': '<=', 'violation': 0.0007993289303058759, 'scaled_violation': 0.0008413988740061853}] | maximum scale-free violation at first failed capacity | [1150.0, 1200.0] | [[0.0, 1150.0]] | FALSE | 1350 | reclaimed_water_substitution_ratio
428 | 1.2993 | 7.4755 | 0.0078691 | 1000 | 1050 | max_source_abstraction_ratio | 0.0048554 | [{'constraint': 'max_source_abstraction_ratio', 'actual': 0.9548554177208166, 'target': 0.95, 'operator': '<=', 'violation': 0.004855417720816657, 'scaled_violation': 0.005110966021912271}, {'constraint': 'max_wtw_utilization', 'actual': 0.951438583739567, 'target': 0.95, 'operator': '<=', 'violation': 0.0014385837395670675, 'scaled_violation': 0.0015142986732284921}] | maximum scale-free violation at first failed capacity | [1000.0, 1050.0] | [[0.0, 1000.0]] | FALSE | 1200 | reclaimed_water_substitution_ratio
429 | 1.2691 | 6.7341 | 0.0070695 | 1050 | 1100 | max_source_abstraction_ratio | 0.0075115 | [{'constraint': 'max_source_abstraction_ratio', 'actual': 0.9575115218009262, 'target': 0.95, 'operator': '<=', 'violation': 0.007511521800926291, 'scaled_violation': 0.007906865053606622}, {'constraint': 'max_wtw_utilization', 'actual': 0.9540851832742657, 'target': 0.95, 'operator': '<=', 'violation': 0.004085183274265769, 'scaled_violation': 0.004300192920279757}] | maximum scale-free violation at first failed capacity | [1050.0, 1100.0] | [[0.0, 1050.0]] | FALSE | 1250 | reclaimed_water_substitution_ratio
430 | 1.3261 | 7.779 | 0.0013648 | 1050 | 1100 | max_source_abstraction_ratio | 0.0032967 | [{'constraint': 'max_source_abstraction_ratio', 'actual': 0.9532966826230314, 'target': 0.95, 'operator': '<=', 'violation': 0.0032966826230313995, 'scaled_violation': 0.0034701922347698945}] | maximum scale-free violation at first failed capacity | [1050.0, 1100.0] | [[0.0, 1050.0]] | FALSE | 1150 | reclaimed_water_substitution_ratio
431 | 1.2965 | 4.8013 | 0.0050435 | 1050 | 1100 | max_source_abstraction_ratio | 0.0068887 | [{'constraint': 'max_source_abstraction_ratio', 'actual': 0.9568887396455766, 'target': 0.95, 'operator': '<=', 'violation': 0.00688873964557668, 'scaled_violation': 0.007251304890080717}, {'constraint': 'max_wtw_utilization', 'actual': 0.953464629669115, 'target': 0.95, 'operator': '<=', 'violation': 0.0034646296691150935, 'scaled_violation': 0.0036469785990685196}] | maximum scale-free violation at first failed capacity | [1050.0, 1100.0] | [[0.0, 1050.0]] | FALSE | 1200 | reclaimed_water_substitution_ratio
432 | 1.2094 | 5.0089 | 0.0015739 | 1150 | 1200 | max_source_abstraction_ratio | 0.0031531 | [{'constraint': 'max_source_abstraction_ratio', 'actual': 0.9531531396551822, 'target': 0.95, 'operator': '<=', 'violation': 0.003153139655182269, 'scaled_violation': 0.0033190943738760728}] | maximum scale-free violation at first failed capacity | [1150.0, 1200.0] | [[0.0, 1150.0]] | FALSE | 1250 | reclaimed_water_substitution_ratio
433 | 1.3501 | 4.6861 | 0.0022765 | 1000 | 1050 | max_source_abstraction_ratio | 0.00030896 | [{'constraint': 'max_source_abstraction_ratio', 'actual': 0.9503089626687772, 'target': 0.95, 'operator': '<=', 'violation': 0.000308962668777224, 'scaled_violation': 0.0003252238618707621}] | maximum scale-free violation at first failed capacity | [1000.0, 1050.0] | [[0.0, 1000.0]] | FALSE | 1150 | reclaimed_water_substitution_ratio
434 | 1.137 | 8.2532 | 0.0048744 | 1150 | 1200 | max_source_abstraction_ratio | 0.00056257 | [{'constraint': 'max_source_abstraction_ratio', 'actual': 0.950562571780611, 'target': 0.95, 'operator': '<=', 'violation': 0.000562571780611032, 'scaled_violation': 0.0005921808216958231}] | maximum scale-free violation at first failed capacity | [1150.0, 1200.0] | [[0.0, 1150.0]] | FALSE | 1350 | reclaimed_water_substitution_ratio
435 | 1.1541 | 5.1129 | 0.0019094 | 1200 | 1250 | max_source_abstraction_ratio | 0.0030793 | [{'constraint': 'max_source_abstraction_ratio', 'actual': 0.9530793013281184, 'target': 0.95, 'operator': '<=', 'violation': 0.0030793013281184, 'scaled_violation': 0.0032413698190720003}] | maximum scale-free violation at first failed capacity | [1200.0, 1250.0] | [[0.0, 1200.0]] | FALSE | 1350 | reclaimed_water_substitution_ratio
436 | 1.2511 | 8.5701 | 0.0058865 | 1050 | 1100 | max_source_abstraction_ratio | 0.0029874 | [{'constraint': 'max_source_abstraction_ratio', 'actual': 0.9529873989733071, 'target': 0.95, 'operator': '<=', 'violation': 0.0029873989733071316, 'scaled_violation': 0.0031446304982180335}] | maximum scale-free violation at first failed capacity | [1050.0, 1100.0] | [[0.0, 1050.0]] | FALSE | 1250 | reclaimed_water_substitution_ratio
437 | 1.1397 | 5.6406 | 0.0046319 | 1150 | 1200 | max_source_abstraction_ratio | 0.0004021 | [{'constraint': 'max_source_abstraction_ratio', 'actual': 0.9504021007886039, 'target': 0.95, 'operator': '<=', 'violation': 0.00040210078860392073, 'scaled_violation': 0.0004232639880041271}] | maximum scale-free violation at first failed capacity | [1150.0, 1200.0] | [[0.0, 1150.0]] | FALSE | 1350 | reclaimed_water_substitution_ratio
438 | 1.1933 | 3.8592 | 0.0064974 | 1050 | 1100 | max_source_abstraction_ratio | 0.001905 | [{'constraint': 'max_source_abstraction_ratio', 'actual': 0.9519050105802659, 'target': 0.95, 'operator': '<=', 'violation': 0.0019050105802659312, 'scaled_violation': 0.0020052742950167697}] | maximum scale-free violation at first failed capacity | [1050.0, 1100.0] | [[0.0, 1050.0]] | FALSE | 1250 | reclaimed_water_substitution_ratio
439 | 1.3392 | 3.7443 | 0.0039232 | 950 | 1000 | max_source_abstraction_ratio | 0.00042037 | [{'constraint': 'max_source_abstraction_ratio', 'actual': 0.9504203685451622, 'target': 0.95, 'operator': '<=', 'violation': 0.00042036854516225297, 'scaled_violation': 0.0004424932054339505}] | maximum scale-free violation at first failed capacity | [950.0, 1000.0] | [[0.0, 950.0]] | FALSE | 1100 | reclaimed_water_substitution_ratio
440 | 1.2146 | 3.3883 | 0.0044706 | 1050 | 1100 | max_source_abstraction_ratio | 0.0071636 | [{'constraint': 'max_source_abstraction_ratio', 'actual': 0.957163648009222, 'target': 0.95, 'operator': '<=', 'violation': 0.00716364800922209, 'scaled_violation': 0.0075406821149706215}, {'constraint': 'max_wtw_utilization', 'actual': 0.9537385543066159, 'target': 0.95, 'operator': '<=', 'violation': 0.00373855430661596, 'scaled_violation': 0.003935320322753642}] | maximum scale-free violation at first failed capacity | [1050.0, 1100.0] | [[0.0, 1050.0]] | FALSE | 1200 | reclaimed_water_substitution_ratio
441 | 1.3224 | 7.1244 | 0.0014674 | 1050 | 1100 | max_source_abstraction_ratio | 0.0030401 | [{'constraint': 'max_source_abstraction_ratio', 'actual': 0.9530401402167138, 'target': 0.95, 'operator': '<=', 'violation': 0.003040140216713838, 'scaled_violation': 0.003200147596540882}] | maximum scale-free violation at first failed capacity | [1050.0, 1100.0] | [[0.0, 1050.0]] | FALSE | 1150 | reclaimed_water_substitution_ratio
442 | 1.3292 | 4.415 | 0.0013799 | 1050 | 1100 | max_source_abstraction_ratio | 0.0036957 | [{'constraint': 'max_source_abstraction_ratio', 'actual': 0.9536957355503309, 'target': 0.95, 'operator': '<=', 'violation': 0.0036957355503309808, 'scaled_violation': 0.003890247947716822}, {'constraint': 'max_wtw_utilization', 'actual': 0.9502830513506859, 'target': 0.95, 'operator': '<=', 'violation': 0.0002830513506859589, 'scaled_violation': 0.0002979487901957462}] | maximum scale-free violation at first failed capacity | [1050.0, 1100.0] | [[0.0, 1050.0]] | FALSE | 1150 | reclaimed_water_substitution_ratio
443 | 1.2113 | 5.6198 | 0.0034291 | 1100 | 1150 | max_source_abstraction_ratio | 0.00035113 | [{'constraint': 'max_source_abstraction_ratio', 'actual': 0.9503511273269069, 'target': 0.95, 'operator': '<=', 'violation': 0.0003511273269068971, 'scaled_violation': 0.0003696077125335759}] | maximum scale-free violation at first failed capacity | [1100.0, 1150.0] | [[0.0, 1100.0]] | FALSE | 1300 | reclaimed_water_substitution_ratio
444 | 1.3293 | 3.9285 | 0.0023958 | 1000 | 1050 | max_source_abstraction_ratio | 0.0020878 | [{'constraint': 'max_source_abstraction_ratio', 'actual': 0.952087819420366, 'target': 0.95, 'operator': '<=', 'violation': 0.002087819420366066, 'scaled_violation': 0.002197704653016912}] | maximum scale-free violation at first failed capacity | [1000.0, 1050.0] | [[0.0, 1000.0]] | FALSE | 1150 | reclaimed_water_substitution_ratio
445 | 1.3277 | 3.5565 | 0.0028738 | 1000 | 1050 | max_source_abstraction_ratio | 0.0077164 | [{'constraint': 'max_source_abstraction_ratio', 'actual': 0.9577163647494775, 'target': 0.95, 'operator': '<=', 'violation': 0.007716364749477567, 'scaled_violation': 0.008122489209976387}, {'constraint': 'max_wtw_utilization', 'actual': 0.9542892932172389, 'target': 0.95, 'operator': '<=', 'violation': 0.004289293217238921, 'scaled_violation': 0.004515045491830443}] | maximum scale-free violation at first failed capacity | [1000.0, 1050.0] | [[0.0, 1000.0]] | FALSE | 1100 | reclaimed_water_substitution_ratio
446 | 1.2112 | 3.9366 | 0.0011945 | 1150 | 1200 | max_source_abstraction_ratio | 0.0065733 | [{'constraint': 'max_source_abstraction_ratio', 'actual': 0.9565732793512747, 'target': 0.95, 'operator': '<=', 'violation': 0.006573279351274719, 'scaled_violation': 0.006919241422394441}, {'constraint': 'max_wtw_utilization', 'actual': 0.9531502982111095, 'target': 0.95, 'operator': '<=', 'violation': 0.00315029821110957, 'scaled_violation': 0.003316103380115337}] | maximum scale-free violation at first failed capacity | [1150.0, 1200.0] | [[0.0, 1150.0]] | FALSE | 1250 | reclaimed_water_substitution_ratio
447 | 1.2224 | 6.0071 | 0.0014784 | 1150 | 1200 | max_source_abstraction_ratio | 0.0046786 | [{'constraint': 'max_source_abstraction_ratio', 'actual': 0.9546785540941142, 'target': 0.95, 'operator': '<=', 'violation': 0.004678554094114218, 'scaled_violation': 0.004924793783278124}, {'constraint': 'max_wtw_utilization', 'actual': 0.9512623529978422, 'target': 0.95, 'operator': '<=', 'violation': 0.0012623529978422754, 'scaled_violation': 0.0013287926293076584}] | maximum scale-free violation at first failed capacity | [1150.0, 1200.0] | [[0.0, 1150.0]] | FALSE | 1250 | reclaimed_water_substitution_ratio
448 | 1.259 | 8.5439 | 0.00085939 | 1100 | 1150 | max_source_abstraction_ratio | 0.0011684 | [{'constraint': 'max_source_abstraction_ratio', 'actual': 0.9511683792613915, 'target': 0.95, 'operator': '<=', 'violation': 0.0011683792613915722, 'scaled_violation': 0.0012298729067279708}] | maximum scale-free violation at first failed capacity | [1100.0, 1150.0] | [[0.0, 1100.0]] | FALSE | 1200 | reclaimed_water_substitution_ratio
449 | 1.124 | 4.2918 | 0.0069148 | 1150 | 1200 | max_source_abstraction_ratio | 0.0034803 | [{'constraint': 'max_source_abstraction_ratio', 'actual': 0.9534802504216607, 'target': 0.95, 'operator': '<=', 'violation': 0.00348025042166078, 'scaled_violation': 0.0036634214964850315}, {'constraint': 'max_wtw_utilization', 'actual': 0.950068337309341, 'target': 0.95, 'operator': '<=', 'violation': 6.833730934108218e-05, 'scaled_violation': 7.193400983271809e-05}] | maximum scale-free violation at first failed capacity | [1150.0, 1200.0] | [[0.0, 1150.0]] | FALSE | 1400 | reclaimed_water_substitution_ratio
450 | 1.1245 | 5.1528 | 0.005997 | 1150 | 1200 | max_source_abstraction_ratio | 0.0013078 | [{'constraint': 'max_source_abstraction_ratio', 'actual': 0.95130775718823, 'target': 0.95, 'operator': '<=', 'violation': 0.0013077571882300632, 'scaled_violation': 0.0013765865139263823}] | maximum scale-free violation at first failed capacity | [1150.0, 1200.0] | [[0.0, 1150.0]] | FALSE | 1400 | reclaimed_water_substitution_ratio
451 | 1.2216 | 4.1894 | 0.0058708 | 1050 | 1100 | max_source_abstraction_ratio | 0.00060657 | [{'constraint': 'max_source_abstraction_ratio', 'actual': 0.9506065697492023, 'target': 0.95, 'operator': '<=', 'violation': 0.0006065697492023681, 'scaled_violation': 0.000638494472844598}] | maximum scale-free violation at first failed capacity | [1050.0, 1100.0] | [[0.0, 1050.0]] | FALSE | 1250 | reclaimed_water_substitution_ratio
452 | 1.1271 | 3.5381 | 0.0075617 | 1100 | 1150 | max_source_abstraction_ratio | 0.0072221 | [{'constraint': 'max_source_abstraction_ratio', 'actual': 0.9572221218127094, 'target': 0.95, 'operator': '<=', 'violation': 0.0072221218127094255, 'scaled_violation': 0.007602233487062553}, {'constraint': 'max_wtw_utilization', 'actual': 0.9537968188687094, 'target': 0.95, 'operator': '<=', 'violation': 0.0037968188687094173, 'scaled_violation': 0.0039966514407467554}] | maximum scale-free violation at first failed capacity | [1100.0, 1150.0] | [[0.0, 1100.0]] | FALSE | 1300 | reclaimed_water_substitution_ratio
453 | 1.3056 | 4.1129 | 0.0025925 | 1050 | 1100 | max_source_abstraction_ratio | 0.0052472 | [{'constraint': 'max_source_abstraction_ratio', 'actual': 0.9552472450517675, 'target': 0.95, 'operator': '<=', 'violation': 0.005247245051767546, 'scaled_violation': 0.0055234158439658385}, {'constraint': 'max_wtw_utilization', 'actual': 0.9518290089640686, 'target': 0.95, 'operator': '<=', 'violation': 0.001829008964068679, 'scaled_violation': 0.0019252725937565045}] | maximum scale-free violation at first failed capacity | [1050.0, 1100.0] | [[0.0, 1050.0]] | FALSE | 1150 | reclaimed_water_substitution_ratio
454 | 1.3035 | 4.396 | 0.0010572 | 1100 | 1150 | max_source_abstraction_ratio | 0.007264 | [{'constraint': 'max_source_abstraction_ratio', 'actual': 0.9572639926762132, 'target': 0.95, 'operator': '<=', 'violation': 0.007263992676213249, 'scaled_violation': 0.007646308080224473}, {'constraint': 'max_wtw_utilization', 'actual': 0.9538385399024204, 'target': 0.95, 'operator': '<=', 'violation': 0.003838539902420446, 'scaled_violation': 0.004040568318337312}] | maximum scale-free violation at first failed capacity | [1100.0, 1150.0] | [[0.0, 1100.0]] | FALSE | 1150 | reclaimed_water_substitution_ratio
455 | 1.2647 | 3.6241 | 0.0044326 | 1000 | 1050 | max_source_abstraction_ratio | 0.0020766 | [{'constraint': 'max_source_abstraction_ratio', 'actual': 0.9520765727719979, 'target': 0.95, 'operator': '<=', 'violation': 0.002076572771997909, 'scaled_violation': 0.0021858660757872726}] | maximum scale-free violation at first failed capacity | [1000.0, 1050.0] | [[0.0, 1000.0]] | FALSE | 1150 | reclaimed_water_substitution_ratio
456 | 1.1609 | 7.2965 | 0.00096583 | 1200 | 1250 | max_source_abstraction_ratio | 0.0019219 | [{'constraint': 'max_source_abstraction_ratio', 'actual': 0.9519219301742489, 'target': 0.95, 'operator': '<=', 'violation': 0.0019219301742489092, 'scaled_violation': 0.0020230843939462203}] | maximum scale-free violation at first failed capacity | [1200.0, 1250.0] | [[0.0, 1200.0]] | FALSE | 1300 | reclaimed_water_substitution_ratio
457 | 1.1805 | 4.6468 | 0.0067857 | 1100 | 1150 | max_source_abstraction_ratio | 0.0032944 | [{'constraint': 'max_source_abstraction_ratio', 'actual': 0.9532943819855894, 'target': 0.95, 'operator': '<=', 'violation': 0.0032943819855894008, 'scaled_violation': 0.003467770511146738}] | maximum scale-free violation at first failed capacity | [1100.0, 1150.0] | [[0.0, 1100.0]] | FALSE | 1300 | reclaimed_water_substitution_ratio
458 | 1.3099 | 4.9045 | 0.0021904 | 1050 | 1100 | max_source_abstraction_ratio | 0.0029251 | [{'constraint': 'max_source_abstraction_ratio', 'actual': 0.9529250600636193, 'target': 0.95, 'operator': '<=', 'violation': 0.002925060063619367, 'scaled_violation': 0.0030790105932835443}] | maximum scale-free violation at first failed capacity | [1050.0, 1100.0] | [[0.0, 1050.0]] | FALSE | 1150 | reclaimed_water_substitution_ratio
459 | 1.1335 | 3.845 | 0.0070177 | 1100 | 1150 | max_source_abstraction_ratio | 0.0027325 | [{'constraint': 'max_source_abstraction_ratio', 'actual': 0.9527325298673883, 'target': 0.95, 'operator': '<=', 'violation': 0.002732529867388367, 'scaled_violation': 0.00287634722882986}] | maximum scale-free violation at first failed capacity | [1100.0, 1150.0] | [[0.0, 1100.0]] | FALSE | 1350 | reclaimed_water_substitution_ratio
460 | 1.2366 | 3.5958 | 0.0040683 | 1050 | 1100 | max_source_abstraction_ratio | 0.0059154 | [{'constraint': 'max_source_abstraction_ratio', 'actual': 0.9559153628050726, 'target': 0.95, 'operator': '<=', 'violation': 0.005915362805072655, 'scaled_violation': 0.006226697689550163}, {'constraint': 'max_wtw_utilization', 'actual': 0.9524947359392512, 'target': 0.95, 'operator': '<=', 'violation': 0.0024947359392512025, 'scaled_violation': 0.0026260378307907395}] | maximum scale-free violation at first failed capacity | [1050.0, 1100.0] | [[0.0, 1050.0]] | FALSE | 1200 | reclaimed_water_substitution_ratio
461 | 1.3047 | 4.0584 | 0.0039908 | 1000 | 1050 | max_source_abstraction_ratio | 0.00078167 | [{'constraint': 'max_source_abstraction_ratio', 'actual': 0.9507816706629756, 'target': 0.95, 'operator': '<=', 'violation': 0.0007816706629756309, 'scaled_violation': 0.0008228112241848747}] | maximum scale-free violation at first failed capacity | [1000.0, 1050.0] | [[0.0, 1000.0]] | FALSE | 1150 | reclaimed_water_substitution_ratio
462 | 1.345 | 4.4177 | 0.0023177 | 1050 | 1100 | max_source_abstraction_ratio | 0.0074614 | [{'constraint': 'max_source_abstraction_ratio', 'actual': 0.957461413492717, 'target': 0.95, 'operator': '<=', 'violation': 0.007461413492717006, 'scaled_violation': 0.007854119466017901}, {'constraint': 'max_wtw_utilization', 'actual': 0.954035254272543, 'target': 0.95, 'operator': '<=', 'violation': 0.004035254272543032, 'scaled_violation': 0.004247636076361087}] | maximum scale-free violation at first failed capacity | [1050.0, 1100.0] | [[0.0, 1050.0]] | FALSE | 1150 | reclaimed_water_substitution_ratio
463 | 1.3378 | 6.7215 | 0.0049518 | 1000 | 1050 | max_source_abstraction_ratio | 0.0038823 | [{'constraint': 'max_source_abstraction_ratio', 'actual': 0.953882277150077, 'target': 0.95, 'operator': '<=', 'violation': 0.0038822771500770514, 'scaled_violation': 0.0040866075263968965}, {'constraint': 'max_wtw_utilization', 'actual': 0.950468925434005, 'target': 0.95, 'operator': '<=', 'violation': 0.0004689254340050075, 'scaled_violation': 0.000493605720005271}] | maximum scale-free violation at first failed capacity | [1000.0, 1050.0] | [[0.0, 1000.0]] | FALSE | 1150 | reclaimed_water_substitution_ratio
464 | 1.1253 | 8.0657 | 0.0049467 | 1200 | 1250 | max_source_abstraction_ratio | 0.0058435 | [{'constraint': 'max_source_abstraction_ratio', 'actual': 0.9558434521403514, 'target': 0.95, 'operator': '<=', 'violation': 0.005843452140351424, 'scaled_violation': 0.006151002253001499}, {'constraint': 'max_wtw_utilization', 'actual': 0.9524230825980977, 'target': 0.95, 'operator': '<=', 'violation': 0.002423082598097759, 'scaled_violation': 0.0025506132611555358}] | maximum scale-free violation at first failed capacity | [1200.0, 1250.0] | [[0.0, 1200.0]] | FALSE | 1400 | reclaimed_water_substitution_ratio
465 | 1.295 | 8.9507 | 0.0024691 | 1050 | 1100 | max_source_abstraction_ratio | 0.0016543 | [{'constraint': 'max_source_abstraction_ratio', 'actual': 0.9516543017215485, 'target': 0.95, 'operator': '<=', 'violation': 0.0016543017215485678, 'scaled_violation': 0.0017413702332090188}] | maximum scale-free violation at first failed capacity | [1050.0, 1100.0] | [[0.0, 1050.0]] | FALSE | 1200 | reclaimed_water_substitution_ratio
466 | 1.1444 | 6.0794 | 0.0077674 | 1100 | 1150 | max_source_abstraction_ratio | 0.00069462 | [{'constraint': 'max_source_abstraction_ratio', 'actual': 0.9506946232676478, 'target': 0.95, 'operator': '<=', 'violation': 0.0006946232676477981, 'scaled_violation': 0.0007311823869976823}] | maximum scale-free violation at first failed capacity | [1100.0, 1150.0] | [[0.0, 1100.0]] | FALSE | 1350 | reclaimed_water_substitution_ratio
467 | 1.1285 | 5.3021 | 0.00068548 | 1250 | 1300 | max_source_abstraction_ratio | 0.0031353 | [{'constraint': 'max_source_abstraction_ratio', 'actual': 0.9531352553491641, 'target': 0.95, 'operator': '<=', 'violation': 0.0031352553491641455, 'scaled_violation': 0.0033002687885938377}] | maximum scale-free violation at first failed capacity | [1250.0, 1300.0] | [[0.0, 1250.0]] | FALSE | 1350 | reclaimed_water_substitution_ratio
468 | 1.1491 | 6.8668 | 0.0053511 | 1150 | 1200 | max_source_abstraction_ratio | 0.0031988 | [{'constraint': 'max_source_abstraction_ratio', 'actual': 0.9531987948963896, 'target': 0.95, 'operator': '<=', 'violation': 0.003198794896389634, 'scaled_violation': 0.003367152522515404}] | maximum scale-free violation at first failed capacity | [1150.0, 1200.0] | [[0.0, 1150.0]] | FALSE | 1350 | reclaimed_water_substitution_ratio
469 | 1.2756 | 3.2644 | 0.0037836 | 1000 | 1050 | max_source_abstraction_ratio | 0.0079531 | [{'constraint': 'max_source_abstraction_ratio', 'actual': 0.957953059198694, 'target': 0.95, 'operator': '<=', 'violation': 0.007953059198694046, 'scaled_violation': 0.008371641261783207}, {'constraint': 'max_wtw_utilization', 'actual': 0.954525140684156, 'target': 0.95, 'operator': '<=', 'violation': 0.004525140684155993, 'scaled_violation': 0.004763305983322098}] | maximum scale-free violation at first failed capacity | [1000.0, 1050.0] | [[0.0, 1000.0]] | FALSE | 1100 | reclaimed_water_substitution_ratio
470 | 1.3264 | 6.176 | 0.0036767 | 1000 | 1050 | max_source_abstraction_ratio | 0.00016951 | [{'constraint': 'max_source_abstraction_ratio', 'actual': 0.9501695090496177, 'target': 0.95, 'operator': '<=', 'violation': 0.00016950904961776647, 'scaled_violation': 0.00017843057854501735}] | maximum scale-free violation at first failed capacity | [1000.0, 1050.0] | [[0.0, 1000.0]] | FALSE | 1150 | reclaimed_water_substitution_ratio
471 | 1.1248 | 5.5135 | 0.0069672 | 1150 | 1200 | max_source_abstraction_ratio | 0.0034193 | [{'constraint': 'max_source_abstraction_ratio', 'actual': 0.9534193342800984, 'target': 0.95, 'operator': '<=', 'violation': 0.0034193342800984405, 'scaled_violation': 0.003599299242208885}, {'constraint': 'max_wtw_utilization', 'actual': 0.9500076391487825, 'target': 0.95, 'operator': '<=', 'violation': 7.639148782545568e-06, 'scaled_violation': 8.041209244784808e-06}] | maximum scale-free violation at first failed capacity | [1150.0, 1200.0] | [[0.0, 1150.0]] | FALSE | 1400 | reclaimed_water_substitution_ratio
472 | 1.2231 | 4.0612 | 0.0029594 | 1100 | 1150 | max_source_abstraction_ratio | 0.0034551 | [{'constraint': 'max_source_abstraction_ratio', 'actual': 0.9534551254384253, 'target': 0.95, 'operator': '<=', 'violation': 0.0034551254384252994, 'scaled_violation': 0.0036369741457108417}, {'constraint': 'max_wtw_utilization', 'actual': 0.9500433022328023, 'target': 0.95, 'operator': '<=', 'violation': 4.330223280235579e-05, 'scaled_violation': 4.5581297686690303e-05}] | maximum scale-free violation at first failed capacity | [1100.0, 1150.0] | [[0.0, 1100.0]] | FALSE | 1250 | reclaimed_water_substitution_ratio
473 | 1.3093 | 6.467 | 0.00082415 | 1050 | 1100 | max_source_abstraction_ratio | 0.00017612 | [{'constraint': 'max_source_abstraction_ratio', 'actual': 0.9501761214630302, 'target': 0.95, 'operator': '<=', 'violation': 0.00017612146303025433, 'scaled_violation': 0.0001853910137160572}] | maximum scale-free violation at first failed capacity | [1050.0, 1100.0] | [[0.0, 1050.0]] | FALSE | 1150 | reclaimed_water_substitution_ratio
474 | 1.2909 | 7.1967 | 0.0043433 | 1050 | 1100 | max_source_abstraction_ratio | 0.0048332 | [{'constraint': 'max_source_abstraction_ratio', 'actual': 0.9548332389936971, 'target': 0.95, 'operator': '<=', 'violation': 0.004833238993697142, 'scaled_violation': 0.005087619993365413}, {'constraint': 'max_wtw_utilization', 'actual': 0.9514164843763251, 'target': 0.95, 'operator': '<=', 'violation': 0.0014164843763251334, 'scaled_violation': 0.0014910361856054035}] | maximum scale-free violation at first failed capacity | [1050.0, 1100.0] | [[0.0, 1050.0]] | FALSE | 1200 | reclaimed_water_substitution_ratio
475 | 1.322 | 8.8436 | 0.0059712 | 1000 | 1050 | max_source_abstraction_ratio | 0.0039513 | [{'constraint': 'max_source_abstraction_ratio', 'actual': 0.9539513164016357, 'target': 0.95, 'operator': '<=', 'violation': 0.003951316401635707, 'scaled_violation': 0.004159280422774429}, {'constraint': 'max_wtw_utilization', 'actual': 0.9505377176369985, 'target': 0.95, 'operator': '<=', 'violation': 0.0005377176369985026, 'scaled_violation': 0.0005660185652615817}] | maximum scale-free violation at first failed capacity | [1000.0, 1050.0] | [[0.0, 1000.0]] | FALSE | 1200 | reclaimed_water_substitution_ratio
476 | 1.1886 | 4.1115 | 0.0032709 | 1150 | 1200 | max_source_abstraction_ratio | 0.0060945 | [{'constraint': 'max_source_abstraction_ratio', 'actual': 0.9560945244461867, 'target': 0.95, 'operator': '<=', 'violation': 0.006094524446186744, 'scaled_violation': 0.0064152888907228894}, {'constraint': 'max_wtw_utilization', 'actual': 0.9526732564722226, 'target': 0.95, 'operator': '<=', 'violation': 0.002673256472222607, 'scaled_violation': 0.002813954181286955}] | maximum scale-free violation at first failed capacity | [1150.0, 1200.0] | [[0.0, 1150.0]] | FALSE | 1300 | reclaimed_water_substitution_ratio
477 | 1.1887 | 6.4607 | 0.0077504 | 1100 | 1150 | max_source_abstraction_ratio | 0.0063186 | [{'constraint': 'max_source_abstraction_ratio', 'actual': 0.9563185611232689, 'target': 0.95, 'operator': '<=', 'violation': 0.006318561123268895, 'scaled_violation': 0.006651116971861996}, {'constraint': 'max_wtw_utilization', 'actual': 0.9528964914613035, 'target': 0.95, 'operator': '<=', 'violation': 0.002896491461303552, 'scaled_violation': 0.0030489383803195286}] | maximum scale-free violation at first failed capacity | [1100.0, 1150.0] | [[0.0, 1100.0]] | FALSE | 1300 | reclaimed_water_substitution_ratio
478 | 1.3376 | 8.0021 | 0.0032796 | 1000 | 1050 | max_source_abstraction_ratio | 0.0007313 | [{'constraint': 'max_source_abstraction_ratio', 'actual': 0.950731299368742, 'target': 0.95, 'operator': '<=', 'violation': 0.0007312993687420555, 'scaled_violation': 0.0007697888092021637}] | maximum scale-free violation at first failed capacity | [1000.0, 1050.0] | [[0.0, 1000.0]] | FALSE | 1150 | reclaimed_water_substitution_ratio
479 | 1.2437 | 4.5251 | 0.00076915 | 1150 | 1200 | max_source_abstraction_ratio | 0.0060029 | [{'constraint': 'max_source_abstraction_ratio', 'actual': 0.9560028839304734, 'target': 0.95, 'operator': '<=', 'violation': 0.006002883930473435, 'scaled_violation': 0.006318825189972037}, {'constraint': 'max_wtw_utilization', 'actual': 0.9525819438809492, 'target': 0.95, 'operator': '<=', 'violation': 0.0025819438809492334, 'scaled_violation': 0.002717835664157088}] | maximum scale-free violation at first failed capacity | [1150.0, 1200.0] | [[0.0, 1150.0]] | FALSE | 1250 | reclaimed_water_substitution_ratio
480 | 1.1867 | 5.8039 | 0.0019207 | 1150 | 1200 | max_source_abstraction_ratio | 0.00087033 | [{'constraint': 'max_source_abstraction_ratio', 'actual': 0.950870327227367, 'target': 0.95, 'operator': '<=', 'violation': 0.0008703272273670182, 'scaled_violation': 0.0009161339235442297}] | maximum scale-free violation at first failed capacity | [1150.0, 1200.0] | [[0.0, 1150.0]] | FALSE | 1300 | reclaimed_water_substitution_ratio
481 | 1.2108 | 4.8296 | 0.0049954 | 1100 | 1150 | max_source_abstraction_ratio | 0.0034942 | [{'constraint': 'max_source_abstraction_ratio', 'actual': 0.953494163435626, 'target': 0.95, 'operator': '<=', 'violation': 0.00349416343562603, 'scaled_violation': 0.0036780667743431896}, {'constraint': 'max_wtw_utilization', 'actual': 0.9500822005372779, 'target': 0.95, 'operator': '<=', 'violation': 8.220053727792109e-05, 'scaled_violation': 8.65268813451801e-05}] | maximum scale-free violation at first failed capacity | [1100.0, 1150.0] | [[0.0, 1100.0]] | FALSE | 1300 | reclaimed_water_substitution_ratio
482 | 1.3495 | 7.0597 | 0.0072148 | 950 | 1000 | max_source_abstraction_ratio | 0.0013503 | [{'constraint': 'max_source_abstraction_ratio', 'actual': 0.9513502622546351, 'target': 0.95, 'operator': '<=', 'violation': 0.0013502622546351928, 'scaled_violation': 0.0014213286890896767}] | maximum scale-free violation at first failed capacity | [950.0, 1000.0] | [[0.0, 950.0]] | FALSE | 1150 | reclaimed_water_substitution_ratio
483 | 1.3262 | 5.4439 | 0.0059797 | 1000 | 1050 | max_source_abstraction_ratio | 0.0044526 | [{'constraint': 'max_source_abstraction_ratio', 'actual': 0.9544526454588645, 'target': 0.95, 'operator': '<=', 'violation': 0.00445264545886459, 'scaled_violation': 0.004686995219857464}, {'constraint': 'max_wtw_utilization', 'actual': 0.9510372527491685, 'target': 0.95, 'operator': '<=', 'violation': 0.001037252749168549, 'scaled_violation': 0.0010918449991247886}] | maximum scale-free violation at first failed capacity | [1000.0, 1050.0] | [[0.0, 1000.0]] | FALSE | 1150 | reclaimed_water_substitution_ratio
484 | 1.147 | 5.0787 | 0.0023546 | 1200 | 1250 | max_source_abstraction_ratio | 0.0030944 | [{'constraint': 'max_source_abstraction_ratio', 'actual': 0.9530943637289628, 'target': 0.95, 'operator': '<=', 'violation': 0.003094363728962879, 'scaled_violation': 0.0032572249778556623}] | maximum scale-free violation at first failed capacity | [1200.0, 1250.0] | [[0.0, 1200.0]] | FALSE | 1350 | reclaimed_water_substitution_ratio
485 | 1.1572 | 6.075 | 0.0031464 | 1200 | 1250 | max_source_abstraction_ratio | 0.0062679 | [{'constraint': 'max_source_abstraction_ratio', 'actual': 0.9562678867291148, 'target': 0.95, 'operator': '<=', 'violation': 0.006267886729114824, 'scaled_violation': 0.0065977755043313945}, {'constraint': 'max_wtw_utilization', 'actual': 0.9528459983993056, 'target': 0.95, 'operator': '<=', 'violation': 0.0028459983993056603, 'scaled_violation': 0.0029957877887428004}] | maximum scale-free violation at first failed capacity | [1200.0, 1250.0] | [[0.0, 1200.0]] | FALSE | 1350 | reclaimed_water_substitution_ratio
486 | 1.1471 | 3.6382 | 0.0073309 | 1050 | 1100 | max_source_abstraction_ratio | 0.00056793 | [{'constraint': 'max_source_abstraction_ratio', 'actual': 0.950567930405073, 'target': 0.95, 'operator': '<=', 'violation': 0.0005679304050730805, 'scaled_violation': 0.0005978214790242953}] | maximum scale-free violation at first failed capacity | [1050.0, 1100.0] | [[0.0, 1050.0]] | FALSE | 1300 | reclaimed_water_substitution_ratio
487 | 1.3456 | 8.9945 | 0.001283 | 1050 | 1100 | max_source_abstraction_ratio | 0.0055171 | [{'constraint': 'max_source_abstraction_ratio', 'actual': 0.9555171015836479, 'target': 0.95, 'operator': '<=', 'violation': 0.005517101583647932, 'scaled_violation': 0.00580747535120835}, {'constraint': 'max_wtw_utilization', 'actual': 0.9520978998471701, 'target': 0.95, 'operator': '<=', 'violation': 0.002097899847170126, 'scaled_violation': 0.0022083156286001326}] | maximum scale-free violation at first failed capacity | [1050.0, 1100.0] | [[0.0, 1050.0]] | FALSE | 1150 | reclaimed_water_substitution_ratio
488 | 1.2942 | 8.8366 | 0.0024704 | 1050 | 1100 | max_source_abstraction_ratio | 0.0015653 | [{'constraint': 'max_source_abstraction_ratio', 'actual': 0.9515653472027371, 'target': 0.95, 'operator': '<=', 'violation': 0.001565347202737155, 'scaled_violation': 0.0016477338976180582}] | maximum scale-free violation at first failed capacity | [1050.0, 1100.0] | [[0.0, 1050.0]] | FALSE | 1200 | reclaimed_water_substitution_ratio
489 | 1.2469 | 7.251 | 0.0030221 | 1100 | 1150 | max_source_abstraction_ratio | 0.0040525 | [{'constraint': 'max_source_abstraction_ratio', 'actual': 0.9540525356584332, 'target': 0.95, 'operator': '<=', 'violation': 0.004052535658433221, 'scaled_violation': 0.004265827008877074}, {'constraint': 'max_wtw_utilization', 'actual': 0.950638574692996, 'target': 0.95, 'operator': '<=', 'violation': 0.0006385746929959968, 'scaled_violation': 0.0006721838873642072}] | maximum scale-free violation at first failed capacity | [1100.0, 1150.0] | [[0.0, 1100.0]] | FALSE | 1250 | reclaimed_water_substitution_ratio
490 | 1.1519 | 8.9335 | 0.0011287 | 1200 | 1250 | max_source_abstraction_ratio | 0.0010347 | [{'constraint': 'max_source_abstraction_ratio', 'actual': 0.9510346926485533, 'target': 0.95, 'operator': '<=', 'violation': 0.0010346926485533814, 'scaled_violation': 0.0010891501563719804}] | maximum scale-free violation at first failed capacity | [1200.0, 1250.0] | [[0.0, 1200.0]] | FALSE | 1350 | reclaimed_water_substitution_ratio
491 | 1.1672 | 7.6948 | 0.0035204 | 1150 | 1200 | max_source_abstraction_ratio | 0.0017005 | [{'constraint': 'max_source_abstraction_ratio', 'actual': 0.9517005054652875, 'target': 0.95, 'operator': '<=', 'violation': 0.0017005054652875495, 'scaled_violation': 0.0017900057529342628}] | maximum scale-free violation at first failed capacity | [1150.0, 1200.0] | [[0.0, 1150.0]] | FALSE | 1350 | reclaimed_water_substitution_ratio
492 | 1.1824 | 4.0467 | 0.0054821 | 1100 | 1150 | max_source_abstraction_ratio | 0.0035878 | [{'constraint': 'max_source_abstraction_ratio', 'actual': 0.9535878441198218, 'target': 0.95, 'operator': '<=', 'violation': 0.003587844119821826, 'scaled_violation': 0.00377667802086508}, {'constraint': 'max_wtw_utilization', 'actual': 0.9501755459965389, 'target': 0.95, 'operator': '<=', 'violation': 0.00017554599653890612, 'scaled_violation': 0.00018478525951463802}] | maximum scale-free violation at first failed capacity | [1100.0, 1150.0] | [[0.0, 1100.0]] | FALSE | 1300 | reclaimed_water_substitution_ratio
493 | 1.3386 | 7.1445 | 0.0069884 | 1000 | 1050 | max_source_abstraction_ratio | 0.0077832 | [{'constraint': 'max_source_abstraction_ratio', 'actual': 0.9577831579257726, 'target': 0.95, 'operator': '<=', 'violation': 0.007783157925772666, 'scaled_violation': 0.008192797816602806}, {'constraint': 'max_wtw_utilization', 'actual': 0.9543558473822761, 'target': 0.95, 'operator': '<=', 'violation': 0.0043558473822761234, 'scaled_violation': 0.004585102507659078}] | maximum scale-free violation at first failed capacity | [1000.0, 1050.0] | [[0.0, 1000.0]] | FALSE | 1150 | reclaimed_water_substitution_ratio
494 | 1.2163 | 8.6802 | 0.0026789 | 1150 | 1200 | max_source_abstraction_ratio | 0.0064337 | [{'constraint': 'max_source_abstraction_ratio', 'actual': 0.9564336531401454, 'target': 0.95, 'operator': '<=', 'violation': 0.0064336531401454344, 'scaled_violation': 0.006772266463310984}, {'constraint': 'max_wtw_utilization', 'actual': 0.9530111716353952, 'target': 0.95, 'operator': '<=', 'violation': 0.0030111716353952156, 'scaled_violation': 0.0031696543530475955}] | maximum scale-free violation at first failed capacity | [1150.0, 1200.0] | [[0.0, 1150.0]] | FALSE | 1250 | reclaimed_water_substitution_ratio
495 | 1.224 | 3.0904 | 0.0032902 | 1000 | 1050 | max_source_abstraction_ratio | 0.0037928 | [{'constraint': 'max_source_abstraction_ratio', 'actual': 0.9537927655352435, 'target': 0.95, 'operator': '<=', 'violation': 0.0037927655352435474, 'scaled_violation': 0.003992384773940576}, {'constraint': 'max_wtw_utilization', 'actual': 0.9503797341255985, 'target': 0.95, 'operator': '<=', 'violation': 0.000379734125598552, 'scaled_violation': 0.00039972013220900216}] | maximum scale-free violation at first failed capacity | [1000.0, 1050.0] | [[0.0, 1000.0]] | FALSE | 1150 | reclaimed_water_substitution_ratio
496 | 1.3349 | 6.034 | 0.0075466 | 950 | 1000 | max_source_abstraction_ratio | 0.00031133 | [{'constraint': 'max_source_abstraction_ratio', 'actual': 0.9503113320420655, 'target': 0.95, 'operator': '<=', 'violation': 0.00031133204206557075, 'scaled_violation': 0.0003277179390163903}] | maximum scale-free violation at first failed capacity | [950.0, 1000.0] | [[0.0, 950.0]] | FALSE | 1150 | reclaimed_water_substitution_ratio
497 | 1.3108 | 4.9688 | 0.0052395 | 1000 | 1050 | max_source_abstraction_ratio | 0.0012772 | [{'constraint': 'max_source_abstraction_ratio', 'actual': 0.9512772057382036, 'target': 0.95, 'operator': '<=', 'violation': 0.0012772057382036683, 'scaled_violation': 0.0013444270928459668}] | maximum scale-free violation at first failed capacity | [1000.0, 1050.0] | [[0.0, 1000.0]] | FALSE | 1200 | reclaimed_water_substitution_ratio
498 | 1.167 | 8.6416 | 0.0072273 | 1100 | 1150 | max_source_abstraction_ratio | 0.0024706 | [{'constraint': 'max_source_abstraction_ratio', 'actual': 0.9524706499788571, 'target': 0.95, 'operator': '<=', 'violation': 0.0024706499788571534, 'scaled_violation': 0.002600684188270688}] | maximum scale-free violation at first failed capacity | [1100.0, 1150.0] | [[0.0, 1100.0]] | FALSE | 1350 | reclaimed_water_substitution_ratio
499 | 1.3083 | 5.4805 | 0.0040574 | 1050 | 1100 | max_source_abstraction_ratio | 0.0063929 | [{'constraint': 'max_source_abstraction_ratio', 'actual': 0.9563929386229688, 'target': 0.95, 'operator': '<=', 'violation': 0.006392938622968858, 'scaled_violation': 0.006729409076809324}, {'constraint': 'max_wtw_utilization', 'actual': 0.9529706028101667, 'target': 0.95, 'operator': '<=', 'violation': 0.0029706028101667004, 'scaled_violation': 0.0031269503264912636}] | maximum scale-free violation at first failed capacity | [1050.0, 1100.0] | [[0.0, 1050.0]] | FALSE | 1200 | reclaimed_water_substitution_ratio
500 | 1.1507 | 3.3802 | 0.0026244 | 1100 | 1150 | max_source_abstraction_ratio | 0.0021468 | [{'constraint': 'max_source_abstraction_ratio', 'actual': 0.9521468492810378, 'target': 0.95, 'operator': '<=', 'violation': 0.0021468492810378104, 'scaled_violation': 0.0022598413484608533}] | maximum scale-free violation at first failed capacity | [1100.0, 1150.0] | [[0.0, 1100.0]] | FALSE | 1250 | reclaimed_water_substitution_ratio
501 | 1.3208 | 8.8346 | 0.0048164 | 1000 | 1050 | max_source_abstraction_ratio | 0.0016521 | [{'constraint': 'max_source_abstraction_ratio', 'actual': 0.9516521035442365, 'target': 0.95, 'operator': '<=', 'violation': 0.001652103544236505, 'scaled_violation': 0.001739056362354216}] | maximum scale-free violation at first failed capacity | [1000.0, 1050.0] | [[0.0, 1000.0]] | FALSE | 1150 | reclaimed_water_substitution_ratio
502 | 1.1821 | 4.2481 | 0.0019073 | 1150 | 1200 | max_source_abstraction_ratio | 0.0009232 | [{'constraint': 'max_source_abstraction_ratio', 'actual': 0.9509232049024997, 'target': 0.95, 'operator': '<=', 'violation': 0.0009232049024997524, 'scaled_violation': 0.0009717946342102657}] | maximum scale-free violation at first failed capacity | [1150.0, 1200.0] | [[0.0, 1150.0]] | FALSE | 1300 | reclaimed_water_substitution_ratio
503 | 1.1681 | 3.2504 | 0.004321 | 1050 | 1100 | max_source_abstraction_ratio | 0.0031598 | [{'constraint': 'max_source_abstraction_ratio', 'actual': 0.9531597993679632, 'target': 0.95, 'operator': '<=', 'violation': 0.0031597993679632896, 'scaled_violation': 0.0033261045978560944}] | maximum scale-free violation at first failed capacity | [1050.0, 1100.0] | [[0.0, 1050.0]] | FALSE | 1250 | reclaimed_water_substitution_ratio
504 | 1.1849 | 8.1701 | 0.0044117 | 1150 | 1200 | max_source_abstraction_ratio | 0.0059616 | [{'constraint': 'max_source_abstraction_ratio', 'actual': 0.9559616247998165, 'target': 0.95, 'operator': '<=', 'violation': 0.005961624799816545, 'scaled_violation': 0.006275394526122679}, {'constraint': 'max_wtw_utilization', 'actual': 0.9525408323910733, 'target': 0.95, 'operator': '<=', 'violation': 0.0025408323910733888, 'scaled_violation': 0.002674560411656199}] | maximum scale-free violation at first failed capacity | [1150.0, 1200.0] | [[0.0, 1150.0]] | FALSE | 1300 | reclaimed_water_substitution_ratio
505 | 1.341 | 8.2198 | 0.0073451 | 950 | 1000 | max_source_abstraction_ratio | 0.00063802 | [{'constraint': 'max_source_abstraction_ratio', 'actual': 0.9506380164916008, 'target': 0.95, 'operator': '<=', 'violation': 0.0006380164916008901, 'scaled_violation': 0.0006715963069483054}] | maximum scale-free violation at first failed capacity | [950.0, 1000.0] | [[0.0, 950.0]] | FALSE | 1150 | reclaimed_water_substitution_ratio
506 | 1.2281 | 5.5655 | 0.0013091 | 1150 | 1200 | max_source_abstraction_ratio | 0.0050768 | [{'constraint': 'max_source_abstraction_ratio', 'actual': 0.9550768021315631, 'target': 0.95, 'operator': '<=', 'violation': 0.005076802131563141, 'scaled_violation': 0.005344002243750675}, {'constraint': 'max_wtw_utilization', 'actual': 0.9516591759531245, 'target': 0.95, 'operator': '<=', 'violation': 0.001659175953124592, 'scaled_violation': 0.0017465010032890443}] | maximum scale-free violation at first failed capacity | [1150.0, 1200.0] | [[0.0, 1150.0]] | FALSE | 1250 | reclaimed_water_substitution_ratio
507 | 1.1812 | 6.3795 | 0.0070789 | 1100 | 1150 | max_source_abstraction_ratio | 0.0039773 | [{'constraint': 'max_source_abstraction_ratio', 'actual': 0.9539773110475317, 'target': 0.95, 'operator': '<=', 'violation': 0.00397731104753174, 'scaled_violation': 0.004186643207928147}, {'constraint': 'max_wtw_utilization', 'actual': 0.9505636192642156, 'target': 0.95, 'operator': '<=', 'violation': 0.0005636192642156646, 'scaled_violation': 0.000593283436016489}] | maximum scale-free violation at first failed capacity | [1100.0, 1150.0] | [[0.0, 1100.0]] | FALSE | 1300 | reclaimed_water_substitution_ratio
508 | 1.1973 | 5.9052 | 0.0047209 | 1100 | 1150 | max_source_abstraction_ratio | 0.001204 | [{'constraint': 'max_source_abstraction_ratio', 'actual': 0.9512040096407235, 'target': 0.95, 'operator': '<=', 'violation': 0.0012040096407235357, 'scaled_violation': 0.001267378569182669}] | maximum scale-free violation at first failed capacity | [1100.0, 1150.0] | [[0.0, 1100.0]] | FALSE | 1300 | reclaimed_water_substitution_ratio
509 | 1.335 | 6.4298 | 0.0037125 | 1000 | 1050 | max_source_abstraction_ratio | 0.0012393 | [{'constraint': 'max_source_abstraction_ratio', 'actual': 0.9512393158132307, 'target': 0.95, 'operator': '<=', 'violation': 0.001239315813230779, 'scaled_violation': 0.001304542961295557}] | maximum scale-free violation at first failed capacity | [1000.0, 1050.0] | [[0.0, 1000.0]] | FALSE | 1150 | reclaimed_water_substitution_ratio
510 | 1.2239 | 7.1283 | 0.0077618 | 1050 | 1100 | max_source_abstraction_ratio | 0.0033476 | [{'constraint': 'max_source_abstraction_ratio', 'actual': 0.9533476225809089, 'target': 0.95, 'operator': '<=', 'violation': 0.0033476225809089266, 'scaled_violation': 0.003523813243062028}] | maximum scale-free violation at first failed capacity | [1050.0, 1100.0] | [[0.0, 1050.0]] | FALSE | 1250 | reclaimed_water_substitution_ratio
511 | 1.285 | 3.9076 | 0.0063024 | 1000 | 1050 | max_source_abstraction_ratio | 0.0045319 | [{'constraint': 'max_source_abstraction_ratio', 'actual': 0.9545319080209255, 'target': 0.95, 'operator': '<=', 'violation': 0.0045319080209255125, 'scaled_violation': 0.004770429495711066}, {'constraint': 'max_wtw_utilization', 'actual': 0.9511162316797911, 'target': 0.95, 'operator': '<=', 'violation': 0.0011162316797911354, 'scaled_violation': 0.0011749807155696163}] | maximum scale-free violation at first failed capacity | [1000.0, 1050.0] | [[0.0, 1000.0]] | FALSE | 1200 | reclaimed_water_substitution_ratio
512 | 1.1775 | 7.1898 | 0.0047807 | 1150 | 1200 | max_source_abstraction_ratio | 0.0057639 | [{'constraint': 'max_source_abstraction_ratio', 'actual': 0.955763874623605, 'target': 0.95, 'operator': '<=', 'violation': 0.005763874623605059, 'scaled_violation': 0.006067236445900062}, {'constraint': 'max_wtw_utilization', 'actual': 0.9523437898398167, 'target': 0.95, 'operator': '<=', 'violation': 0.0023437898398167567, 'scaled_violation': 0.0024671471998071125}] | maximum scale-free violation at first failed capacity | [1150.0, 1200.0] | [[0.0, 1150.0]] | FALSE | 1300 | reclaimed_water_substitution_ratio
513 | 1.2735 | 3.3564 | 0.005377 | 950 | 1000 | max_source_abstraction_ratio | 0.0011258 | [{'constraint': 'max_source_abstraction_ratio', 'actual': 0.9511257669701, 'target': 0.95, 'operator': '<=', 'violation': 0.0011257669701000284, 'scaled_violation': 0.0011850178632631877}] | maximum scale-free violation at first failed capacity | [950.0, 1000.0] | [[0.0, 950.0]] | FALSE | 1150 | reclaimed_water_substitution_ratio
514 | 1.3093 | 7.5853 | 0.0058685 | 1000 | 1050 | max_source_abstraction_ratio | 0.0022725 | [{'constraint': 'max_source_abstraction_ratio', 'actual': 0.9522724623352535, 'target': 0.95, 'operator': '<=', 'violation': 0.0022724623352535778, 'scaled_violation': 0.002392065616056398}] | maximum scale-free violation at first failed capacity | [1000.0, 1050.0] | [[0.0, 1000.0]] | FALSE | 1200 | reclaimed_water_substitution_ratio
515 | 1.2288 | 3.1308 | 0.0018456 | 1000 | 1050 | max_source_abstraction_ratio | 0.0005775 | [{'constraint': 'max_source_abstraction_ratio', 'actual': 0.9505775011993007, 'target': 0.95, 'operator': '<=', 'violation': 0.0005775011993007784, 'scaled_violation': 0.0006078959992639772}] | maximum scale-free violation at first failed capacity | [1000.0, 1050.0] | [[0.0, 1000.0]] | FALSE | 1150 | reclaimed_water_substitution_ratio
516 | 1.2072 | 5.9566 | 0.0053404 | 1100 | 1150 | max_source_abstraction_ratio | 0.0037386 | [{'constraint': 'max_source_abstraction_ratio', 'actual': 0.9537386382784655, 'target': 0.95, 'operator': '<=', 'violation': 0.0037386382784655448, 'scaled_violation': 0.0039354087141742575}, {'constraint': 'max_wtw_utilization', 'actual': 0.9503258005566257, 'target': 0.95, 'operator': '<=', 'violation': 0.0003258005566257882, 'scaled_violation': 0.000342947954342935}] | maximum scale-free violation at first failed capacity | [1100.0, 1150.0] | [[0.0, 1100.0]] | FALSE | 1300 | reclaimed_water_substitution_ratio
517 | 1.2947 | 6.0116 | 0.0071684 | 1000 | 1050 | max_source_abstraction_ratio | 0.00301 | [{'constraint': 'max_source_abstraction_ratio', 'actual': 0.953010025155823, 'target': 0.95, 'operator': '<=', 'violation': 0.0030100251558230484, 'scaled_violation': 0.0031684475324453144}] | maximum scale-free violation at first failed capacity | [1000.0, 1050.0] | [[0.0, 1000.0]] | FALSE | 1200 | reclaimed_water_substitution_ratio
518 | 1.3527 | 3.5318 | 0.0075761 | 900 | 950 | max_source_abstraction_ratio | 0.0031831 | [{'constraint': 'max_source_abstraction_ratio', 'actual': 0.9531831052217299, 'target': 0.95, 'operator': '<=', 'violation': 0.0031831052217299316, 'scaled_violation': 0.003350637075505191}] | maximum scale-free violation at first failed capacity | [900.0, 950.0] | [[0.0, 900.0]] | FALSE | 1100 | reclaimed_water_substitution_ratio
519 | 1.289 | 5.8056 | 0.0019502 | 1100 | 1150 | max_source_abstraction_ratio | 0.007236 | [{'constraint': 'max_source_abstraction_ratio', 'actual': 0.9572360093157569, 'target': 0.95, 'operator': '<=', 'violation': 0.007236009315756964, 'scaled_violation': 0.00761685191132312}, {'constraint': 'max_wtw_utilization', 'actual': 0.9538106566770161, 'target': 0.95, 'operator': '<=', 'violation': 0.0038106566770161887, 'scaled_violation': 0.004011217554753883}] | maximum scale-free violation at first failed capacity | [1100.0, 1150.0] | [[0.0, 1100.0]] | FALSE | 1200 | reclaimed_water_substitution_ratio
520 | 1.2029 | 8.8128 | 0.0060805 | 1100 | 1150 | max_source_abstraction_ratio | 0.0047103 | [{'constraint': 'max_source_abstraction_ratio', 'actual': 0.9547102556830819, 'target': 0.95, 'operator': '<=', 'violation': 0.004710255683081921, 'scaled_violation': 0.004958163876928338}, {'constraint': 'max_wtw_utilization', 'actual': 0.9512939411465295, 'target': 0.95, 'operator': '<=', 'violation': 0.001293941146529587, 'scaled_violation': 0.0013620433121364073}] | maximum scale-free violation at first failed capacity | [1100.0, 1150.0] | [[0.0, 1100.0]] | FALSE | 1300 | reclaimed_water_substitution_ratio
521 | 1.2476 | 7.4926 | 0.0073788 | 1050 | 1100 | max_source_abstraction_ratio | 0.0054853 | [{'constraint': 'max_source_abstraction_ratio', 'actual': 0.9554852517268377, 'target': 0.95, 'operator': '<=', 'violation': 0.005485251726837781, 'scaled_violation': 0.005773949186145033}, {'constraint': 'max_wtw_utilization', 'actual': 0.952066163961199, 'target': 0.95, 'operator': '<=', 'violation': 0.0020661639611990745, 'scaled_violation': 0.002174909432841131}] | maximum scale-free violation at first failed capacity | [1050.0, 1100.0] | [[0.0, 1050.0]] | FALSE | 1250 | reclaimed_water_substitution_ratio
522 | 1.2696 | 5.8821 | 0.00723 | 1000 | 1050 | max_source_abstraction_ratio | 0.00018968 | [{'constraint': 'max_source_abstraction_ratio', 'actual': 0.9501896783415477, 'target': 0.95, 'operator': '<=', 'violation': 0.00018967834154770546, 'scaled_violation': 0.00019966141215547944}] | maximum scale-free violation at first failed capacity | [1000.0, 1050.0] | [[0.0, 1000.0]] | FALSE | 1250 | reclaimed_water_substitution_ratio
523 | 1.3525 | 6.7387 | 0.0043702 | 1000 | 1050 | max_source_abstraction_ratio | 0.0045083 | [{'constraint': 'max_source_abstraction_ratio', 'actual': 0.9545083247517855, 'target': 0.95, 'operator': '<=', 'violation': 0.004508324751785531, 'scaled_violation': 0.004745605001879506}, {'constraint': 'max_wtw_utilization', 'actual': 0.9510927328005114, 'target': 0.95, 'operator': '<=', 'violation': 0.0010927328005114756, 'scaled_violation': 0.0011502450531699743}] | maximum scale-free violation at first failed capacity | [1000.0, 1050.0] | [[0.0, 1000.0]] | FALSE | 1150 | reclaimed_water_substitution_ratio
524 | 1.2873 | 5.4391 | 0.0032078 | 1050 | 1100 | max_source_abstraction_ratio | 0.0021703 | [{'constraint': 'max_source_abstraction_ratio', 'actual': 0.9521703466852646, 'target': 0.95, 'operator': '<=', 'violation': 0.0021703466852646125, 'scaled_violation': 0.0022845754581732763}] | maximum scale-free violation at first failed capacity | [1050.0, 1100.0] | [[0.0, 1050.0]] | FALSE | 1200 | reclaimed_water_substitution_ratio
525 | 1.2888 | 3.4696 | 0.004188 | 1000 | 1050 | max_source_abstraction_ratio | 0.0068767 | [{'constraint': 'max_source_abstraction_ratio', 'actual': 0.9568766895416861, 'target': 0.95, 'operator': '<=', 'violation': 0.006876689541686187, 'scaled_violation': 0.007238620570195987}, {'constraint': 'max_wtw_utilization', 'actual': 0.9534526226850558, 'target': 0.95, 'operator': '<=', 'violation': 0.0034526226850558617, 'scaled_violation': 0.0036343396684798547}] | maximum scale-free violation at first failed capacity | [1000.0, 1050.0] | [[0.0, 1000.0]] | FALSE | 1150 | reclaimed_water_substitution_ratio
526 | 1.1823 | 3.7095 | 0.001776 | 1150 | 1200 | max_source_abstraction_ratio | 0.0067392 | [{'constraint': 'max_source_abstraction_ratio', 'actual': 0.9567392409643479, 'target': 0.95, 'operator': '<=', 'violation': 0.00673924096434797, 'scaled_violation': 0.00709393785720839}, {'constraint': 'max_wtw_utilization', 'actual': 0.9533156659507349, 'target': 0.95, 'operator': '<=', 'violation': 0.0033156659507349584, 'scaled_violation': 0.003490174684984167}] | maximum scale-free violation at first failed capacity | [1150.0, 1200.0] | [[0.0, 1150.0]] | FALSE | 1250 | reclaimed_water_substitution_ratio
527 | 1.273 | 7.1327 | 0.0016957 | 1100 | 1150 | max_source_abstraction_ratio | 0.0046692 | [{'constraint': 'max_source_abstraction_ratio', 'actual': 0.9546691505504887, 'target': 0.95, 'operator': '<=', 'violation': 0.0046691505504887765, 'scaled_violation': 0.004914895316303975}, {'constraint': 'max_wtw_utilization', 'actual': 0.951252983103654, 'target': 0.95, 'operator': '<=', 'violation': 0.0012529831036540706, 'scaled_violation': 0.0013189295827937585}] | maximum scale-free violation at first failed capacity | [1100.0, 1150.0] | [[0.0, 1100.0]] | FALSE | 1200 | reclaimed_water_substitution_ratio
528 | 1.274 | 6.3955 | 0.0032809 | 1050 | 1100 | max_source_abstraction_ratio | 0.00067796 | [{'constraint': 'max_source_abstraction_ratio', 'actual': 0.950677956096984, 'target': 0.95, 'operator': '<=', 'violation': 0.000677956096984067, 'scaled_violation': 0.0007136379968253337}] | maximum scale-free violation at first failed capacity | [1050.0, 1100.0] | [[0.0, 1050.0]] | FALSE | 1200 | reclaimed_water_substitution_ratio
529 | 1.272 | 7.5457 | 0.0025936 | 1100 | 1150 | max_source_abstraction_ratio | 0.0063898 | [{'constraint': 'max_source_abstraction_ratio', 'actual': 0.9563898005752386, 'target': 0.95, 'operator': '<=', 'violation': 0.0063898005752386355, 'scaled_violation': 0.006726105868672248}, {'constraint': 'max_wtw_utilization', 'actual': 0.9529674759915585, 'target': 0.95, 'operator': '<=', 'violation': 0.0029674759915585547, 'scaled_violation': 0.003123658938482689}] | maximum scale-free violation at first failed capacity | [1100.0, 1150.0] | [[0.0, 1100.0]] | FALSE | 1200 | reclaimed_water_substitution_ratio
530 | 1.2548 | 4.295 | 0.0024798 | 1100 | 1150 | max_source_abstraction_ratio | 0.00421 | [{'constraint': 'max_source_abstraction_ratio', 'actual': 0.9542099955950681, 'target': 0.95, 'operator': '<=', 'violation': 0.004209995595068183, 'scaled_violation': 0.004431574310598088}, {'constraint': 'max_wtw_utilization', 'actual': 0.9507954711783984, 'target': 0.95, 'operator': '<=', 'violation': 0.0007954711783983992, 'scaled_violation': 0.0008373380825246308}] | maximum scale-free violation at first failed capacity | [1100.0, 1150.0] | [[0.0, 1100.0]] | FALSE | 1250 | reclaimed_water_substitution_ratio
531 | 1.1664 | 6.1053 | 0.0016415 | 1200 | 1250 | max_source_abstraction_ratio | 0.0041976 | [{'constraint': 'max_source_abstraction_ratio', 'actual': 0.9541976262365709, 'target': 0.95, 'operator': '<=', 'violation': 0.004197626236570939, 'scaled_violation': 0.004418553933232568}, {'constraint': 'max_wtw_utilization', 'actual': 0.9507831460821459, 'target': 0.95, 'operator': '<=', 'violation': 0.0007831460821459135, 'scaled_violation': 0.0008243642969956985}] | maximum scale-free violation at first failed capacity | [1200.0, 1250.0] | [[0.0, 1200.0]] | FALSE | 1300 | reclaimed_water_substitution_ratio
532 | 1.1673 | 7.6759 | 0.0016998 | 1200 | 1250 | max_source_abstraction_ratio | 0.0044447 | [{'constraint': 'max_source_abstraction_ratio', 'actual': 0.9544447312159688, 'target': 0.95, 'operator': '<=', 'violation': 0.004444731215968889, 'scaled_violation': 0.004678664437861989}, {'constraint': 'max_wtw_utilization', 'actual': 0.9510293668264284, 'target': 0.95, 'operator': '<=', 'violation': 0.0010293668264284017, 'scaled_violation': 0.0010835440278193704}] | maximum scale-free violation at first failed capacity | [1200.0, 1250.0] | [[0.0, 1200.0]] | FALSE | 1300 | reclaimed_water_substitution_ratio
533 | 1.2223 | 4.0043 | 0.0038765 | 1100 | 1150 | max_source_abstraction_ratio | 0.0058852 | [{'constraint': 'max_source_abstraction_ratio', 'actual': 0.955885239086032, 'target': 0.95, 'operator': '<=', 'violation': 0.005885239086032001, 'scaled_violation': 0.0061949885116126336}, {'constraint': 'max_wtw_utilization', 'actual': 0.9524647200142753, 'target': 0.95, 'operator': '<=', 'violation': 0.0024647200142753345, 'scaled_violation': 0.002594442120289826}] | maximum scale-free violation at first failed capacity | [1100.0, 1150.0] | [[0.0, 1100.0]] | FALSE | 1250 | reclaimed_water_substitution_ratio
534 | 1.2322 | 3.6147 | 0.0027042 | 1050 | 1100 | max_source_abstraction_ratio | 0.0022659 | [{'constraint': 'max_source_abstraction_ratio', 'actual': 0.9522658701753842, 'target': 0.95, 'operator': '<=', 'violation': 0.002265870175384266, 'scaled_violation': 0.0023851265004044904}] | maximum scale-free violation at first failed capacity | [1050.0, 1100.0] | [[0.0, 1050.0]] | FALSE | 1200 | reclaimed_water_substitution_ratio
535 | 1.1815 | 3.9283 | 0.0022426 | 1150 | 1200 | max_source_abstraction_ratio | 0.0049203 | [{'constraint': 'max_source_abstraction_ratio', 'actual': 0.9549202582896706, 'target': 0.95, 'operator': '<=', 'violation': 0.004920258289670687, 'scaled_violation': 0.005179219252284934}, {'constraint': 'max_wtw_utilization', 'actual': 0.9515031922843312, 'target': 0.95, 'operator': '<=', 'violation': 0.0015031922843312673, 'scaled_violation': 0.0015823076677171236}] | maximum scale-free violation at first failed capacity | [1150.0, 1200.0] | [[0.0, 1150.0]] | FALSE | 1300 | reclaimed_water_substitution_ratio
536 | 1.3097 | 8.1017 | 0.0035972 | 1050 | 1100 | max_source_abstraction_ratio | 0.0056598 | [{'constraint': 'max_source_abstraction_ratio', 'actual': 0.9556597670872359, 'target': 0.95, 'operator': '<=', 'violation': 0.005659767087235923, 'scaled_violation': 0.0059576495655114985}, {'constraint': 'max_wtw_utilization', 'actual': 0.9522400548396047, 'target': 0.95, 'operator': '<=', 'violation': 0.002240054839604766, 'scaled_violation': 0.002357952462741859}] | maximum scale-free violation at first failed capacity | [1050.0, 1100.0] | [[0.0, 1050.0]] | FALSE | 1200 | reclaimed_water_substitution_ratio
537 | 1.2842 | 6.2703 | 0.0063042 | 1000 | 1050 | max_source_abstraction_ratio | 0.00016055 | [{'constraint': 'max_source_abstraction_ratio', 'actual': 0.9501605535171581, 'target': 0.95, 'operator': '<=', 'violation': 0.00016055351715815736, 'scaled_violation': 0.0001690037022717446}] | maximum scale-free violation at first failed capacity | [1000.0, 1050.0] | [[0.0, 1000.0]] | FALSE | 1200 | reclaimed_water_substitution_ratio
538 | 1.1341 | 3.5276 | 0.0069643 | 1100 | 1150 | max_source_abstraction_ratio | 0.0070233 | [{'constraint': 'max_source_abstraction_ratio', 'actual': 0.9570233287486793, 'target': 0.95, 'operator': '<=', 'violation': 0.007023328748679392, 'scaled_violation': 0.007392977630188834}, {'constraint': 'max_wtw_utilization', 'actual': 0.9535987371614812, 'target': 0.95, 'operator': '<=', 'violation': 0.0035987371614812913, 'scaled_violation': 0.0037881443805066225}] | maximum scale-free violation at first failed capacity | [1100.0, 1150.0] | [[0.0, 1100.0]] | FALSE | 1300 | reclaimed_water_substitution_ratio
539 | 1.293 | 4.195 | 0.0048375 | 1050 | 1100 | max_source_abstraction_ratio | 0.0072904 | [{'constraint': 'max_source_abstraction_ratio', 'actual': 0.957290359229413, 'target': 0.95, 'operator': '<=', 'violation': 0.007290359229413013, 'scaled_violation': 0.00767406234675054}, {'constraint': 'max_wtw_utilization', 'actual': 0.9538648121061163, 'target': 0.95, 'operator': '<=', 'violation': 0.003864812106116333, 'scaled_violation': 0.004068223269596141}] | maximum scale-free violation at first failed capacity | [1050.0, 1100.0] | [[0.0, 1050.0]] | FALSE | 1200 | reclaimed_water_substitution_ratio
540 | 1.1597 | 8.0371 | 0.0077557 | 1100 | 1150 | max_source_abstraction_ratio | 0.0026192 | [{'constraint': 'max_source_abstraction_ratio', 'actual': 0.9526191983749751, 'target': 0.95, 'operator': '<=', 'violation': 0.0026191983749751513, 'scaled_violation': 0.002757050921026475}] | maximum scale-free violation at first failed capacity | [1100.0, 1150.0] | [[0.0, 1100.0]] | FALSE | 1350 | reclaimed_water_substitution_ratio
541 | 1.2186 | 5.8592 | 0.0044172 | 1100 | 1150 | max_source_abstraction_ratio | 0.0032987 | [{'constraint': 'max_source_abstraction_ratio', 'actual': 0.9532987494728561, 'target': 0.95, 'operator': '<=', 'violation': 0.003298749472856133, 'scaled_violation': 0.0034723678661643504}] | maximum scale-free violation at first failed capacity | [1100.0, 1150.0] | [[0.0, 1100.0]] | FALSE | 1250 | reclaimed_water_substitution_ratio
542 | 1.344 | 4.0051 | 0.0052442 | 950 | 1000 | max_source_abstraction_ratio | 0.0003357 | [{'constraint': 'max_source_abstraction_ratio', 'actual': 0.9503356952561021, 'target': 0.95, 'operator': '<=', 'violation': 0.0003356952561021087, 'scaled_violation': 0.00035336342747590394}] | maximum scale-free violation at first failed capacity | [950.0, 1000.0] | [[0.0, 950.0]] | FALSE | 1150 | reclaimed_water_substitution_ratio
543 | 1.1879 | 4.7242 | 0.0020849 | 1150 | 1200 | max_source_abstraction_ratio | 0.0013872 | [{'constraint': 'max_source_abstraction_ratio', 'actual': 0.9513871716779045, 'target': 0.95, 'operator': '<=', 'violation': 0.0013871716779045862, 'scaled_violation': 0.001460180713583775}] | maximum scale-free violation at first failed capacity | [1150.0, 1200.0] | [[0.0, 1150.0]] | FALSE | 1300 | reclaimed_water_substitution_ratio
544 | 1.1709 | 4.0549 | 0.0056985 | 1100 | 1150 | max_source_abstraction_ratio | 0.0024514 | [{'constraint': 'max_source_abstraction_ratio', 'actual': 0.9524513588351874, 'target': 0.95, 'operator': '<=', 'violation': 0.002451358835187434, 'scaled_violation': 0.0025803777212499305}] | maximum scale-free violation at first failed capacity | [1100.0, 1150.0] | [[0.0, 1100.0]] | FALSE | 1300 | reclaimed_water_substitution_ratio
545 | 1.2238 | 7.2254 | 0.00562 | 1100 | 1150 | max_source_abstraction_ratio | 0.0064311 | [{'constraint': 'max_source_abstraction_ratio', 'actual': 0.9564310860084676, 'target': 0.95, 'operator': '<=', 'violation': 0.006431086008467646, 'scaled_violation': 0.0067695642194396275}, {'constraint': 'max_wtw_utilization', 'actual': 0.9530086136898859, 'target': 0.95, 'operator': '<=', 'violation': 0.0030086136898859195, 'scaled_violation': 0.0031669617788272837}] | maximum scale-free violation at first failed capacity | [1100.0, 1150.0] | [[0.0, 1100.0]] | FALSE | 1250 | reclaimed_water_substitution_ratio
546 | 1.2192 | 4.0659 | 0.0042532 | 1100 | 1150 | max_source_abstraction_ratio | 0.0055941 | [{'constraint': 'max_source_abstraction_ratio', 'actual': 0.9555940813263435, 'target': 0.95, 'operator': '<=', 'violation': 0.005594081326343536, 'scaled_violation': 0.005888506659308986}, {'constraint': 'max_wtw_utilization', 'actual': 0.952174604127219, 'target': 0.95, 'operator': '<=', 'violation': 0.0021746041272190375, 'scaled_violation': 0.0022890569760200398}] | maximum scale-free violation at first failed capacity | [1100.0, 1150.0] | [[0.0, 1100.0]] | FALSE | 1250 | reclaimed_water_substitution_ratio
547 | 1.2612 | 3.4886 | 0.007892 | 950 | 1000 | max_source_abstraction_ratio | 0.0023478 | [{'constraint': 'max_source_abstraction_ratio', 'actual': 0.9523477816961298, 'target': 0.95, 'operator': '<=', 'violation': 0.0023477816961298137, 'scaled_violation': 0.0024713491538208565}] | maximum scale-free violation at first failed capacity | [950.0, 1000.0] | [[0.0, 950.0]] | FALSE | 1150 | reclaimed_water_substitution_ratio
548 | 1.3529 | 5.6991 | 0.002645 | 1000 | 1050 | max_source_abstraction_ratio | 0.00133 | [{'constraint': 'max_source_abstraction_ratio', 'actual': 0.9513299518692302, 'target': 0.95, 'operator': '<=', 'violation': 0.0013299518692302392, 'scaled_violation': 0.0013999493360318308}] | maximum scale-free violation at first failed capacity | [1000.0, 1050.0] | [[0.0, 1000.0]] | FALSE | 1150 | reclaimed_water_substitution_ratio
549 | 1.2247 | 4.3409 | 0.0066875 | 1050 | 1100 | max_source_abstraction_ratio | 0.0013357 | [{'constraint': 'max_source_abstraction_ratio', 'actual': 0.951335659102866, 'target': 0.95, 'operator': '<=', 'violation': 0.001335659102866038, 'scaled_violation': 0.0014059569503853033}] | maximum scale-free violation at first failed capacity | [1050.0, 1100.0] | [[0.0, 1050.0]] | FALSE | 1250 | reclaimed_water_substitution_ratio
550 | 1.1637 | 5.4911 | 0.0027605 | 1200 | 1250 | max_source_abstraction_ratio | 0.0063093 | [{'constraint': 'max_source_abstraction_ratio', 'actual': 0.9563092536389226, 'target': 0.95, 'operator': '<=', 'violation': 0.006309253638922652, 'scaled_violation': 0.0066413196199185814}, {'constraint': 'max_wtw_utilization', 'actual': 0.9528872172826579, 'target': 0.95, 'operator': '<=', 'violation': 0.00288721728265795, 'scaled_violation': 0.0030391760870083686}] | maximum scale-free violation at first failed capacity | [1200.0, 1250.0] | [[0.0, 1200.0]] | FALSE | 1350 | reclaimed_water_substitution_ratio
551 | 1.238 | 7.9005 | 0.00099399 | 1150 | 1200 | max_source_abstraction_ratio | 0.0057229 | [{'constraint': 'max_source_abstraction_ratio', 'actual': 0.955722917791186, 'target': 0.95, 'operator': '<=', 'violation': 0.005722917791186055, 'scaled_violation': 0.006024123990722163}, {'constraint': 'max_wtw_utilization', 'actual': 0.9523029795664412, 'target': 0.95, 'operator': '<=', 'violation': 0.00230297956644121, 'scaled_violation': 0.002424189017306537}] | maximum scale-free violation at first failed capacity | [1150.0, 1200.0] | [[0.0, 1150.0]] | FALSE | 1250 | reclaimed_water_substitution_ratio
552 | 1.2104 | 6.8782 | 0.0024963 | 1150 | 1200 | max_source_abstraction_ratio | 0.005259 | [{'constraint': 'max_source_abstraction_ratio', 'actual': 0.9552589782908573, 'target': 0.95, 'operator': '<=', 'violation': 0.005258978290857308, 'scaled_violation': 0.005535766621955061}, {'constraint': 'max_wtw_utilization', 'actual': 0.9518407002171894, 'target': 0.95, 'operator': '<=', 'violation': 0.001840700217189406, 'scaled_violation': 0.0019375791759888485}] | maximum scale-free violation at first failed capacity | [1150.0, 1200.0] | [[0.0, 1150.0]] | FALSE | 1250 | reclaimed_water_substitution_ratio
553 | 1.3586 | 4.3366 | 0.0025773 | 1000 | 1050 | max_source_abstraction_ratio | 0.0018643 | [{'constraint': 'max_source_abstraction_ratio', 'actual': 0.9518643007677978, 'target': 0.95, 'operator': '<=', 'violation': 0.0018643007677978662, 'scaled_violation': 0.0019624218608398592}] | maximum scale-free violation at first failed capacity | [1000.0, 1050.0] | [[0.0, 1000.0]] | FALSE | 1150 | reclaimed_water_substitution_ratio
554 | 1.3426 | 6.0657 | 0.00077841 | 1050 | 1100 | max_source_abstraction_ratio | 0.004153 | [{'constraint': 'max_source_abstraction_ratio', 'actual': 0.9541530430120357, 'target': 0.95, 'operator': '<=', 'violation': 0.004153043012035784, 'scaled_violation': 0.004371624223195563}, {'constraint': 'max_wtw_utilization', 'actual': 0.9507387223932575, 'target': 0.95, 'operator': '<=', 'violation': 0.0007387223932575626, 'scaled_violation': 0.000777602519218487}] | maximum scale-free violation at first failed capacity | [1050.0, 1100.0] | [[0.0, 1050.0]] | FALSE | 1150 | reclaimed_water_substitution_ratio
555 | 1.1894 | 5.7151 | 0.00067701 | 1200 | 1250 | max_source_abstraction_ratio | 0.0052337 | [{'constraint': 'max_source_abstraction_ratio', 'actual': 0.9552337025411128, 'target': 0.95, 'operator': '<=', 'violation': 0.0052337025411128835, 'scaled_violation': 0.005509160569592509}, {'constraint': 'max_wtw_utilization', 'actual': 0.9518155149136415, 'target': 0.95, 'operator': '<=', 'violation': 0.0018155149136415138, 'scaled_violation': 0.0019110683301489621}] | maximum scale-free violation at first failed capacity | [1200.0, 1250.0] | [[0.0, 1200.0]] | FALSE | 1300 | reclaimed_water_substitution_ratio
556 | 1.3031 | 7.1907 | 0.0027063 | 1050 | 1100 | max_source_abstraction_ratio | 0.0031062 | [{'constraint': 'max_source_abstraction_ratio', 'actual': 0.9531061696743263, 'target': 0.95, 'operator': '<=', 'violation': 0.003106169674326309, 'scaled_violation': 0.0032696522887645358}] | maximum scale-free violation at first failed capacity | [1050.0, 1100.0] | [[0.0, 1050.0]] | FALSE | 1200 | reclaimed_water_substitution_ratio
557 | 1.2649 | 8.7488 | 0.0055835 | 1050 | 1100 | max_source_abstraction_ratio | 0.0040848 | [{'constraint': 'max_source_abstraction_ratio', 'actual': 0.9540847707818428, 'target': 0.95, 'operator': '<=', 'violation': 0.0040847707818428836, 'scaled_violation': 0.0042997587177293515}, {'constraint': 'max_wtw_utilization', 'actual': 0.950670694466937, 'target': 0.95, 'operator': '<=', 'violation': 0.0006706944669370163, 'scaled_violation': 0.0007059941757231751}] | maximum scale-free violation at first failed capacity | [1050.0, 1100.0] | [[0.0, 1050.0]] | FALSE | 1250 | reclaimed_water_substitution_ratio
558 | 1.249 | 6.3552 | 0.006045 | 1050 | 1100 | max_source_abstraction_ratio | 0.0030425 | [{'constraint': 'max_source_abstraction_ratio', 'actual': 0.9530425163833468, 'target': 0.95, 'operator': '<=', 'violation': 0.0030425163833468494, 'scaled_violation': 0.003202648824575631}] | maximum scale-free violation at first failed capacity | [1050.0, 1100.0] | [[0.0, 1050.0]] | FALSE | 1250 | reclaimed_water_substitution_ratio
559 | 1.243 | 8.4489 | 0.00068731 | 1150 | 1200 | max_source_abstraction_ratio | 0.0057389 | [{'constraint': 'max_source_abstraction_ratio', 'actual': 0.9557389261724919, 'target': 0.95, 'operator': '<=', 'violation': 0.005738926172491943, 'scaled_violation': 0.006040974918412572}, {'constraint': 'max_wtw_utilization', 'actual': 0.9523189306637017, 'target': 0.95, 'operator': '<=', 'violation': 0.0023189306637017015, 'scaled_violation': 0.0024409796460017914}] | maximum scale-free violation at first failed capacity | [1150.0, 1200.0] | [[0.0, 1150.0]] | FALSE | 1250 | reclaimed_water_substitution_ratio
560 | 1.252 | 3.8713 | 0.0051221 | 1050 | 1100 | max_source_abstraction_ratio | 0.006353 | [{'constraint': 'max_source_abstraction_ratio', 'actual': 0.9563529707183029, 'target': 0.95, 'operator': '<=', 'violation': 0.006352970718302986, 'scaled_violation': 0.006687337598213669}, {'constraint': 'max_wtw_utilization', 'actual': 0.9529307779257866, 'target': 0.95, 'operator': '<=', 'violation': 0.002930777925786665, 'scaled_violation': 0.0030850293955649107}] | maximum scale-free violation at first failed capacity | [1050.0, 1100.0] | [[0.0, 1050.0]] | FALSE | 1200 | reclaimed_water_substitution_ratio
561 | 1.1991 | 3.6161 | 0.0054966 | 1050 | 1100 | max_source_abstraction_ratio | 0.0037655 | [{'constraint': 'max_source_abstraction_ratio', 'actual': 0.9537654923548332, 'target': 0.95, 'operator': '<=', 'violation': 0.0037654923548332553, 'scaled_violation': 0.003963676162982374}, {'constraint': 'max_wtw_utilization', 'actual': 0.9503525585389473, 'target': 0.95, 'operator': '<=', 'violation': 0.000352558538947334, 'scaled_violation': 0.0003711142515235095}] | maximum scale-free violation at first failed capacity | [1050.0, 1100.0] | [[0.0, 1050.0]] | FALSE | 1250 | reclaimed_water_substitution_ratio
562 | 1.1207 | 4.952 | 0.0008558 | 1250 | 1300 | max_source_abstraction_ratio | 0.0023989 | [{'constraint': 'max_source_abstraction_ratio', 'actual': 0.9523988582979288, 'target': 0.95, 'operator': '<=', 'violation': 0.002398858297928852, 'scaled_violation': 0.0025251139978198444}] | maximum scale-free violation at first failed capacity | [1250.0, 1300.0] | [[0.0, 1250.0]] | FALSE | 1350 | reclaimed_water_substitution_ratio
563 | 1.2008 | 6.716 | 0.0046735 | 1100 | 1150 | max_source_abstraction_ratio | 0.0015504 | [{'constraint': 'max_source_abstraction_ratio', 'actual': 0.9515503916588155, 'target': 0.95, 'operator': '<=', 'violation': 0.001550391658815542, 'scaled_violation': 0.0016319912198058336}] | maximum scale-free violation at first failed capacity | [1100.0, 1150.0] | [[0.0, 1100.0]] | FALSE | 1300 | reclaimed_water_substitution_ratio
564 | 1.3015 | 7.0342 | 0.0026703 | 1050 | 1100 | max_source_abstraction_ratio | 0.0028419 | [{'constraint': 'max_source_abstraction_ratio', 'actual': 0.9528418660531964, 'target': 0.95, 'operator': '<=', 'violation': 0.0028418660531964735, 'scaled_violation': 0.0029914379507331302}] | maximum scale-free violation at first failed capacity | [1050.0, 1100.0] | [[0.0, 1050.0]] | FALSE | 1200 | reclaimed_water_substitution_ratio
565 | 1.2449 | 7.1311 | 0.0079071 | 1050 | 1100 | max_source_abstraction_ratio | 0.0061903 | [{'constraint': 'max_source_abstraction_ratio', 'actual': 0.9561902912771957, 'target': 0.95, 'operator': '<=', 'violation': 0.006190291277195725, 'scaled_violation': 0.0065160960812586585}, {'constraint': 'max_wtw_utilization', 'actual': 0.952768680613274, 'target': 0.95, 'operator': '<=', 'violation': 0.002768680613274066, 'scaled_violation': 0.0029144006455516487}] | maximum scale-free violation at first failed capacity | [1050.0, 1100.0] | [[0.0, 1050.0]] | FALSE | 1250 | reclaimed_water_substitution_ratio
566 | 1.3003 | 7.3648 | 0.0048647 | 1050 | 1100 | max_source_abstraction_ratio | 0.0069941 | [{'constraint': 'max_source_abstraction_ratio', 'actual': 0.9569940661702643, 'target': 0.95, 'operator': '<=', 'violation': 0.006994066170264324, 'scaled_violation': 0.0073621749160677095}, {'constraint': 'max_wtw_utilization', 'actual': 0.9535695792956441, 'target': 0.95, 'operator': '<=', 'violation': 0.003569579295644165, 'scaled_violation': 0.003757451890151753}] | maximum scale-free violation at first failed capacity | [1050.0, 1100.0] | [[0.0, 1050.0]] | FALSE | 1200 | reclaimed_water_substitution_ratio
567 | 1.3461 | 6.8038 | 0.0070554 | 950 | 1000 | max_source_abstraction_ratio | 0.00068265 | [{'constraint': 'max_source_abstraction_ratio', 'actual': 0.9506826512446007, 'target': 0.95, 'operator': '<=', 'violation': 0.0006826512446007627, 'scaled_violation': 0.0007185802574744871}] | maximum scale-free violation at first failed capacity | [950.0, 1000.0] | [[0.0, 950.0]] | FALSE | 1150 | reclaimed_water_substitution_ratio
568 | 1.1567 | 8.8031 | 0.0019949 | 1200 | 1250 | max_source_abstraction_ratio | 0.0036371 | [{'constraint': 'max_source_abstraction_ratio', 'actual': 0.9536371200112538, 'target': 0.95, 'operator': '<=', 'violation': 0.003637120011253825, 'scaled_violation': 0.0038285473802671843}, {'constraint': 'max_wtw_utilization', 'actual': 0.9502246455601866, 'target': 0.95, 'operator': '<=', 'violation': 0.0002246455601866426, 'scaled_violation': 0.00023646901072278171}] | maximum scale-free violation at first failed capacity | [1200.0, 1250.0] | [[0.0, 1200.0]] | FALSE | 1350 | reclaimed_water_substitution_ratio
569 | 1.2281 | 7.0842 | 0.0022651 | 1100 | 1150 | max_source_abstraction_ratio | 0.00010423 | [{'constraint': 'max_source_abstraction_ratio', 'actual': 0.9501042255936939, 'target': 0.95, 'operator': '<=', 'violation': 0.00010422559369394069, 'scaled_violation': 0.00010971115125677968}] | maximum scale-free violation at first failed capacity | [1100.0, 1150.0] | [[0.0, 1100.0]] | FALSE | 1250 | reclaimed_water_substitution_ratio
570 | 1.3257 | 5.5803 | 0.004596 | 1000 | 1050 | max_source_abstraction_ratio | 0.0018047 | [{'constraint': 'max_source_abstraction_ratio', 'actual': 0.9518047272511905, 'target': 0.95, 'operator': '<=', 'violation': 0.0018047272511905188, 'scaled_violation': 0.0018997128959900198}] | maximum scale-free violation at first failed capacity | [1000.0, 1050.0] | [[0.0, 1000.0]] | FALSE | 1150 | reclaimed_water_substitution_ratio
571 | 1.3517 | 3.2261 | 0.0041835 | 900 | 950 | max_source_abstraction_ratio | 0.0019863 | [{'constraint': 'max_source_abstraction_ratio', 'actual': 0.9519862710584531, 'target': 0.95, 'operator': '<=', 'violation': 0.0019862710584531706, 'scaled_violation': 0.002090811640477022}] | maximum scale-free violation at first failed capacity | [900.0, 950.0] | [[0.0, 900.0]] | FALSE | 1050 | reclaimed_water_substitution_ratio
572 | 1.3309 | 7.8584 | 0.0040046 | 1000 | 1050 | max_source_abstraction_ratio | 0.0013014 | [{'constraint': 'max_source_abstraction_ratio', 'actual': 0.9513014117469171, 'target': 0.95, 'operator': '<=', 'violation': 0.0013014117469171138, 'scaled_violation': 0.0013699071020180145}] | maximum scale-free violation at first failed capacity | [1000.0, 1050.0] | [[0.0, 1000.0]] | FALSE | 1150 | reclaimed_water_substitution_ratio
573 | 1.2802 | 3.0738 | 0.0023056 | 950 | 1000 | max_source_abstraction_ratio | 0.001237 | [{'constraint': 'max_source_abstraction_ratio', 'actual': 0.9512370242898737, 'target': 0.95, 'operator': '<=', 'violation': 0.0012370242898737116, 'scaled_violation': 0.0013021308314460122}] | maximum scale-free violation at first failed capacity | [950.0, 1000.0] | [[0.0, 950.0]] | FALSE | 1100 | reclaimed_water_substitution_ratio
574 | 1.3407 | 4.0261 | 0.005515 | 950 | 1000 | max_source_abstraction_ratio | 0.00022286 | [{'constraint': 'max_source_abstraction_ratio', 'actual': 0.9502228618695447, 'target': 0.95, 'operator': '<=', 'violation': 0.00022286186954478815, 'scaled_violation': 0.0002345914416260928}] | maximum scale-free violation at first failed capacity | [950.0, 1000.0] | [[0.0, 950.0]] | FALSE | 1150 | reclaimed_water_substitution_ratio
575 | 1.2256 | 5.6479 | 0.0015946 | 1150 | 1200 | max_source_abstraction_ratio | 0.0053544 | [{'constraint': 'max_source_abstraction_ratio', 'actual': 0.9553544423057456, 'target': 0.95, 'operator': '<=', 'violation': 0.005354442305745666, 'scaled_violation': 0.0056362550586796486}, {'constraint': 'max_wtw_utilization', 'actual': 0.9519358226257109, 'target': 0.95, 'operator': '<=', 'violation': 0.0019358226257109035, 'scaled_violation': 0.002037708027064109}] | maximum scale-free violation at first failed capacity | [1150.0, 1200.0] | [[0.0, 1150.0]] | FALSE | 1250 | reclaimed_water_substitution_ratio
576 | 1.346 | 8.8954 | 0.0031197 | 1000 | 1050 | max_source_abstraction_ratio | 0.0014166 | [{'constraint': 'max_source_abstraction_ratio', 'actual': 0.9514166475057323, 'target': 0.95, 'operator': '<=', 'violation': 0.001416647505732338, 'scaled_violation': 0.0014912079007708822}] | maximum scale-free violation at first failed capacity | [1000.0, 1050.0] | [[0.0, 1000.0]] | FALSE | 1150 | reclaimed_water_substitution_ratio
577 | 1.1825 | 4.3325 | 0.002181 | 1150 | 1200 | max_source_abstraction_ratio | 0.00087362 | [{'constraint': 'max_source_abstraction_ratio', 'actual': 0.9508736199308462, 'target': 0.95, 'operator': '<=', 'violation': 0.0008736199308462256, 'scaled_violation': 0.0009195999272065533}] | maximum scale-free violation at first failed capacity | [1150.0, 1200.0] | [[0.0, 1150.0]] | FALSE | 1300 | reclaimed_water_substitution_ratio
578 | 1.187 | 5.5683 | 0.0014599 | 1200 | 1250 | max_source_abstraction_ratio | 0.0066517 | [{'constraint': 'max_source_abstraction_ratio', 'actual': 0.9566516798809005, 'target': 0.95, 'operator': '<=', 'violation': 0.006651679880900541, 'scaled_violation': 0.00700176829568478}, {'constraint': 'max_wtw_utilization', 'actual': 0.9532284181939753, 'target': 0.95, 'operator': '<=', 'violation': 0.0032284181939753465, 'scaled_violation': 0.0033983349410266804}] | maximum scale-free violation at first failed capacity | [1200.0, 1250.0] | [[0.0, 1200.0]] | FALSE | 1300 | reclaimed_water_substitution_ratio
579 | 1.1579 | 5.1136 | 0.0020496 | 1200 | 1250 | max_source_abstraction_ratio | 0.0039168 | [{'constraint': 'max_source_abstraction_ratio', 'actual': 0.9539168197749639, 'target': 0.95, 'operator': '<=', 'violation': 0.003916819774963942, 'scaled_violation': 0.004122968184172571}, {'constraint': 'max_wtw_utilization', 'actual': 0.9505033444523097, 'target': 0.95, 'operator': '<=', 'violation': 0.0005033444523097064, 'scaled_violation': 0.0005298362655891646}] | maximum scale-free violation at first failed capacity | [1200.0, 1250.0] | [[0.0, 1200.0]] | FALSE | 1350 | reclaimed_water_substitution_ratio
580 | 1.2648 | 7.8155 | 0.003472 | 1100 | 1150 | max_source_abstraction_ratio | 0.0072707 | [{'constraint': 'max_source_abstraction_ratio', 'actual': 0.9572707399511644, 'target': 0.95, 'operator': '<=', 'violation': 0.007270739951164451, 'scaled_violation': 0.007653410474909948}, {'constraint': 'max_wtw_utilization', 'actual': 0.9538452630330689, 'target': 0.95, 'operator': '<=', 'violation': 0.0038452630330689797, 'scaled_violation': 0.004047645297967347}] | maximum scale-free violation at first failed capacity | [1100.0, 1150.0] | [[0.0, 1100.0]] | FALSE | 1200 | reclaimed_water_substitution_ratio
581 | 1.2576 | 4.1501 | 0.0063633 | 1050 | 1100 | max_source_abstraction_ratio | 0.0064058 | [{'constraint': 'max_source_abstraction_ratio', 'actual': 0.9564057843278455, 'target': 0.95, 'operator': '<=', 'violation': 0.006405784327845554, 'scaled_violation': 0.0067429308714163725}, {'constraint': 'max_wtw_utilization', 'actual': 0.9529834025482506, 'target': 0.95, 'operator': '<=', 'violation': 0.002983402548250691, 'scaled_violation': 0.0031404237350007276}] | maximum scale-free violation at first failed capacity | [1050.0, 1100.0] | [[0.0, 1050.0]] | FALSE | 1250 | reclaimed_water_substitution_ratio
582 | 1.3478 | 4.693 | 0.0043666 | 1000 | 1050 | max_source_abstraction_ratio | 0.00395 | [{'constraint': 'max_source_abstraction_ratio', 'actual': 0.9539499774787585, 'target': 0.95, 'operator': '<=', 'violation': 0.003949977478758582, 'scaled_violation': 0.0041578710302721915}, {'constraint': 'max_wtw_utilization', 'actual': 0.9505363835052939, 'target': 0.95, 'operator': '<=', 'violation': 0.000536383505293947, 'scaled_violation': 0.0005646142160988916}] | maximum scale-free violation at first failed capacity | [1000.0, 1050.0] | [[0.0, 1000.0]] | FALSE | 1150 | reclaimed_water_substitution_ratio
583 | 1.1679 | 5.6958 | 0.0032278 | 1150 | 1200 | max_source_abstraction_ratio | 0.0011641 | [{'constraint': 'max_source_abstraction_ratio', 'actual': 0.9511640767416346, 'target': 0.95, 'operator': '<=', 'violation': 0.0011640767416346565, 'scaled_violation': 0.0012253439385627963}] | maximum scale-free violation at first failed capacity | [1150.0, 1200.0] | [[0.0, 1150.0]] | FALSE | 1350 | reclaimed_water_substitution_ratio
584 | 1.1218 | 8.0605 | 0.00051447 | 1250 | 1300 | max_source_abstraction_ratio | 0.0017648 | [{'constraint': 'max_source_abstraction_ratio', 'actual': 0.9517647628753096, 'target': 0.95, 'operator': '<=', 'violation': 0.001764762875309689, 'scaled_violation': 0.0018576451319049358}] | maximum scale-free violation at first failed capacity | [1250.0, 1300.0] | [[0.0, 1250.0]] | FALSE | 1350 | reclaimed_water_substitution_ratio
585 | 1.2227 | 4.8165 | 0.0055043 | 1100 | 1150 | max_source_abstraction_ratio | 0.0060503 | [{'constraint': 'max_source_abstraction_ratio', 'actual': 0.9560502858395361, 'target': 0.95, 'operator': '<=', 'violation': 0.006050285839536151, 'scaled_violation': 0.006368721936353844}, {'constraint': 'max_wtw_utilization', 'actual': 0.9526291761680454, 'target': 0.95, 'operator': '<=', 'violation': 0.0026291761680454773, 'scaled_violation': 0.0027675538611005024}] | maximum scale-free violation at first failed capacity | [1100.0, 1150.0] | [[0.0, 1100.0]] | FALSE | 1250 | reclaimed_water_substitution_ratio
586 | 1.2437 | 3.0575 | 0.0018368 | 1000 | 1050 | max_source_abstraction_ratio | 0.0040153 | [{'constraint': 'max_source_abstraction_ratio', 'actual': 0.9540152877171995, 'target': 0.95, 'operator': '<=', 'violation': 0.0040152877171995005, 'scaled_violation': 0.004226618649683685}, {'constraint': 'max_wtw_utilization', 'actual': 0.9506014600389897, 'target': 0.95, 'operator': '<=', 'violation': 0.000601460038989754, 'scaled_violation': 0.0006331158305155305}] | maximum scale-free violation at first failed capacity | [1000.0, 1050.0] | [[0.0, 1000.0]] | FALSE | 1100 | reclaimed_water_substitution_ratio
587 | 1.2555 | 7.0795 | 0.0020935 | 1100 | 1150 | max_source_abstraction_ratio | 0.0032591 | [{'constraint': 'max_source_abstraction_ratio', 'actual': 0.9532590941930148, 'target': 0.95, 'operator': '<=', 'violation': 0.0032590941930148443, 'scaled_violation': 0.003430625466331415}] | maximum scale-free violation at first failed capacity | [1100.0, 1150.0] | [[0.0, 1100.0]] | FALSE | 1250 | reclaimed_water_substitution_ratio
588 | 1.3175 | 5.8719 | 0.0029076 | 1050 | 1100 | max_source_abstraction_ratio | 0.0052613 | [{'constraint': 'max_source_abstraction_ratio', 'actual': 0.9552613273630721, 'target': 0.95, 'operator': '<=', 'violation': 0.005261327363072166, 'scaled_violation': 0.005538239329549648}, {'constraint': 'max_wtw_utilization', 'actual': 0.9518430408835352, 'target': 0.95, 'operator': '<=', 'violation': 0.001843040883535263, 'scaled_violation': 0.0019400430353002768}] | maximum scale-free violation at first failed capacity | [1050.0, 1100.0] | [[0.0, 1050.0]] | FALSE | 1150 | reclaimed_water_substitution_ratio
589 | 1.1701 | 8.4031 | 0.0039209 | 1150 | 1200 | max_source_abstraction_ratio | 0.0029369 | [{'constraint': 'max_source_abstraction_ratio', 'actual': 0.9529368778557457, 'target': 0.95, 'operator': '<=', 'violation': 0.002936877855745701, 'scaled_violation': 0.003091450374469159}] | maximum scale-free violation at first failed capacity | [1150.0, 1200.0] | [[0.0, 1150.0]] | FALSE | 1350 | reclaimed_water_substitution_ratio
590 | 1.1641 | 7.9652 | 0.0049166 | 1150 | 1200 | max_source_abstraction_ratio | 0.0042628 | [{'constraint': 'max_source_abstraction_ratio', 'actual': 0.9542628148644928, 'target': 0.95, 'operator': '<=', 'violation': 0.00426281486449287, 'scaled_violation': 0.004487173541571442}, {'constraint': 'max_wtw_utilization', 'actual': 0.9508481014404913, 'target': 0.95, 'operator': '<=', 'violation': 0.0008481014404913001, 'scaled_violation': 0.0008927383584118949}] | maximum scale-free violation at first failed capacity | [1150.0, 1200.0] | [[0.0, 1150.0]] | FALSE | 1350 | reclaimed_water_substitution_ratio
591 | 1.1584 | 4.7612 | 0.0061583 | 1150 | 1200 | max_source_abstraction_ratio | 0.0061612 | [{'constraint': 'max_source_abstraction_ratio', 'actual': 0.9561611928169806, 'target': 0.95, 'operator': '<=', 'violation': 0.006161192816980687, 'scaled_violation': 0.006485466123137566}, {'constraint': 'max_wtw_utilization', 'actual': 0.9527396862783597, 'target': 0.95, 'operator': '<=', 'violation': 0.002739686278359743, 'scaled_violation': 0.002883880293010256}] | maximum scale-free violation at first failed capacity | [1150.0, 1200.0] | [[0.0, 1150.0]] | FALSE | 1350 | reclaimed_water_substitution_ratio
592 | 1.2123 | 7.9013 | 0.001234 | 1150 | 1200 | max_source_abstraction_ratio | 0.0028196 | [{'constraint': 'max_source_abstraction_ratio', 'actual': 0.9528196213699311, 'target': 0.95, 'operator': '<=', 'violation': 0.002819621369931191, 'scaled_violation': 0.0029680224946644117}] | maximum scale-free violation at first failed capacity | [1150.0, 1200.0] | [[0.0, 1150.0]] | FALSE | 1250 | reclaimed_water_substitution_ratio
593 | 1.2446 | 5.7617 | 0.0033725 | 1100 | 1150 | max_source_abstraction_ratio | 0.0044821 | [{'constraint': 'max_source_abstraction_ratio', 'actual': 0.9544821166636634, 'target': 0.95, 'operator': '<=', 'violation': 0.0044821166636634935, 'scaled_violation': 0.0047180175406984146}, {'constraint': 'max_wtw_utilization', 'actual': 0.9510666184948452, 'target': 0.95, 'operator': '<=', 'violation': 0.0010666184948452395, 'scaled_violation': 0.00112275631036341}] | maximum scale-free violation at first failed capacity | [1100.0, 1150.0] | [[0.0, 1100.0]] | FALSE | 1250 | reclaimed_water_substitution_ratio
594 | 1.2892 | 8.924 | 0.0020076 | 1050 | 1100 | max_source_abstraction_ratio | 4.32e-05 | [{'constraint': 'max_source_abstraction_ratio', 'actual': 0.9500431998378654, 'target': 0.95, 'operator': '<=', 'violation': 4.3199837865492974e-05, 'scaled_violation': 4.5473513542624186e-05}] | maximum scale-free violation at first failed capacity | [1050.0, 1100.0] | [[0.0, 1050.0]] | FALSE | 1200 | reclaimed_water_substitution_ratio
595 | 1.3548 | 5.2602 | 0.0032569 | 1000 | 1050 | max_source_abstraction_ratio | 0.002694 | [{'constraint': 'max_source_abstraction_ratio', 'actual': 0.952694002997242, 'target': 0.95, 'operator': '<=', 'violation': 0.0026940029972420954, 'scaled_violation': 0.00283579262867589}] | maximum scale-free violation at first failed capacity | [1000.0, 1050.0] | [[0.0, 1000.0]] | FALSE | 1150 | reclaimed_water_substitution_ratio
596 | 1.1526 | 3.0378 | 0.0057647 | 1000 | 1050 | max_source_abstraction_ratio | 0.0008084 | [{'constraint': 'max_source_abstraction_ratio', 'actual': 0.9508084004737487, 'target': 0.95, 'operator': '<=', 'violation': 0.0008084004737487493, 'scaled_violation': 0.0008509478671039467}] | maximum scale-free violation at first failed capacity | [1000.0, 1050.0] | [[0.0, 1000.0]] | FALSE | 1200 | reclaimed_water_substitution_ratio
597 | 1.1319 | 4.2345 | 0.0026023 | 1200 | 1250 | max_source_abstraction_ratio | 0.0023711 | [{'constraint': 'max_source_abstraction_ratio', 'actual': 0.9523711385359311, 'target': 0.95, 'operator': '<=', 'violation': 0.002371138535931183, 'scaled_violation': 0.002495935300980193}] | maximum scale-free violation at first failed capacity | [1200.0, 1250.0] | [[0.0, 1200.0]] | FALSE | 1350 | reclaimed_water_substitution_ratio
598 | 1.2842 | 5.7733 | 0.0063943 | 1000 | 1050 | max_source_abstraction_ratio | 0.00033815 | [{'constraint': 'max_source_abstraction_ratio', 'actual': 0.9503381493536435, 'target': 0.95, 'operator': '<=', 'violation': 0.0003381493536435132, 'scaled_violation': 0.0003559466880458034}] | maximum scale-free violation at first failed capacity | [1000.0, 1050.0] | [[0.0, 1000.0]] | FALSE | 1200 | reclaimed_water_substitution_ratio
599 | 1.3449 | 5.8546 | 0.0014023 | 1050 | 1100 | max_source_abstraction_ratio | 0.005659 | [{'constraint': 'max_source_abstraction_ratio', 'actual': 0.9556590200566615, 'target': 0.95, 'operator': '<=', 'violation': 0.005659020056661523, 'scaled_violation': 0.005956863217538446}, {'constraint': 'max_wtw_utilization', 'actual': 0.9522393104821885, 'target': 0.95, 'operator': '<=', 'violation': 0.0022393104821885057, 'scaled_violation': 0.0023571689286194797}] | maximum scale-free violation at first failed capacity | [1050.0, 1100.0] | [[0.0, 1050.0]] | FALSE | 1150 | reclaimed_water_substitution_ratio
600 | 1.1364 | 4.719 | 0.001127 | 1250 | 1300 | max_source_abstraction_ratio | 0.0052922 | [{'constraint': 'max_source_abstraction_ratio', 'actual': 0.9552922389742214, 'target': 0.95, 'operator': '<=', 'violation': 0.005292238974221486, 'scaled_violation': 0.005570777867601564}, {'constraint': 'max_wtw_utilization', 'actual': 0.9518738418812434, 'target': 0.95, 'operator': '<=', 'violation': 0.0018738418812433988, 'scaled_violation': 0.001972465138150946}] | maximum scale-free violation at first failed capacity | [1250.0, 1300.0] | [[0.0, 1250.0]] | FALSE | 1350 | reclaimed_water_substitution_ratio
601 | 1.2035 | 5.7125 | 0.0046585 | 1100 | 1150 | max_source_abstraction_ratio | 0.0018751 | [{'constraint': 'max_source_abstraction_ratio', 'actual': 0.9518751381432018, 'target': 0.95, 'operator': '<=', 'violation': 0.0018751381432018377, 'scaled_violation': 0.001973829624422987}] | maximum scale-free violation at first failed capacity | [1100.0, 1150.0] | [[0.0, 1100.0]] | FALSE | 1300 | reclaimed_water_substitution_ratio
602 | 1.3521 | 3.8234 | 0.0067372 | 950 | 1000 | max_source_abstraction_ratio | 0.0061105 | [{'constraint': 'max_source_abstraction_ratio', 'actual': 0.9561105063719113, 'target': 0.95, 'operator': '<=', 'violation': 0.006110506371911351, 'scaled_violation': 0.006432111970433001}, {'constraint': 'max_wtw_utilization', 'actual': 0.9526891812085695, 'target': 0.95, 'operator': '<=', 'violation': 0.0026891812085695355, 'scaled_violation': 0.0028307170616521425}] | maximum scale-free violation at first failed capacity | [950.0, 1000.0] | [[0.0, 950.0]] | FALSE | 1100 | reclaimed_water_substitution_ratio
603 | 1.2241 | 4.6755 | 0.0032706 | 1100 | 1150 | max_source_abstraction_ratio | 0.0016517 | [{'constraint': 'max_source_abstraction_ratio', 'actual': 0.9516516810690464, 'target': 0.95, 'operator': '<=', 'violation': 0.0016516810690464512, 'scaled_violation': 0.0017386116516278434}] | maximum scale-free violation at first failed capacity | [1100.0, 1150.0] | [[0.0, 1100.0]] | FALSE | 1250 | reclaimed_water_substitution_ratio
604 | 1.3239 | 4.1604 | 0.0065452 | 1000 | 1050 | max_source_abstraction_ratio | 0.0068274 | [{'constraint': 'max_source_abstraction_ratio', 'actual': 0.9568274348345052, 'target': 0.95, 'operator': '<=', 'violation': 0.006827434834505208, 'scaled_violation': 0.007186773510005483}, {'constraint': 'max_wtw_utilization', 'actual': 0.9534035442298541, 'target': 0.95, 'operator': '<=', 'violation': 0.0034035442298541163, 'scaled_violation': 0.0035826781366885435}] | maximum scale-free violation at first failed capacity | [1000.0, 1050.0] | [[0.0, 1000.0]] | FALSE | 1150 | reclaimed_water_substitution_ratio
605 | 1.3345 | 8.1681 | 0.0046035 | 1000 | 1050 | max_source_abstraction_ratio | 0.0028404 | [{'constraint': 'max_source_abstraction_ratio', 'actual': 0.9528403590762273, 'target': 0.95, 'operator': '<=', 'violation': 0.0028403590762273723, 'scaled_violation': 0.002989851659186708}] | maximum scale-free violation at first failed capacity | [1000.0, 1050.0] | [[0.0, 1000.0]] | FALSE | 1150 | reclaimed_water_substitution_ratio
606 | 1.2832 | 5.1174 | 0.0064265 | 1000 | 1050 | max_source_abstraction_ratio | 0.00027279 | [{'constraint': 'max_source_abstraction_ratio', 'actual': 0.9502727871392832, 'target': 0.95, 'operator': '<=', 'violation': 0.00027278713928324816, 'scaled_violation': 0.00028714435714026124}] | maximum scale-free violation at first failed capacity | [1000.0, 1050.0] | [[0.0, 1000.0]] | FALSE | 1200 | reclaimed_water_substitution_ratio
607 | 1.1241 | 7.8186 | 0.0012845 | 1250 | 1300 | max_source_abstraction_ratio | 0.0038839 | [{'constraint': 'max_source_abstraction_ratio', 'actual': 0.9538839069110766, 'target': 0.95, 'operator': '<=', 'violation': 0.003883906911076651, 'scaled_violation': 0.004088323064291212}, {'constraint': 'max_wtw_utilization', 'actual': 0.9504705493631029, 'target': 0.95, 'operator': '<=', 'violation': 0.0004705493631029789, 'scaled_violation': 0.0004953151190557673}] | maximum scale-free violation at first failed capacity | [1250.0, 1300.0] | [[0.0, 1250.0]] | FALSE | 1350 | reclaimed_water_substitution_ratio
608 | 1.2544 | 8.9899 | 0.0078942 | 1050 | 1100 | max_source_abstraction_ratio | 0.0073338 | [{'constraint': 'max_source_abstraction_ratio', 'actual': 0.9573337745351004, 'target': 0.95, 'operator': '<=', 'violation': 0.0073337745351004235, 'scaled_violation': 0.007719762668526762}, {'constraint': 'max_wtw_utilization', 'actual': 0.9539080720554126, 'target': 0.95, 'operator': '<=', 'violation': 0.003908072055412659, 'scaled_violation': 0.004113760058329115}] | maximum scale-free violation at first failed capacity | [1050.0, 1100.0] | [[0.0, 1050.0]] | FALSE | 1250 | reclaimed_water_substitution_ratio
609 | 1.1604 | 4.8224 | 0.0039535 | 1150 | 1200 | max_source_abstraction_ratio | 0.0017176 | [{'constraint': 'max_source_abstraction_ratio', 'actual': 0.9517176428815083, 'target': 0.95, 'operator': '<=', 'violation': 0.00171764288150833, 'scaled_violation': 0.001808045138429821}] | maximum scale-free violation at first failed capacity | [1150.0, 1200.0] | [[0.0, 1150.0]] | FALSE | 1350 | reclaimed_water_substitution_ratio
610 | 1.353 | 5.8377 | 0.002344 | 1000 | 1050 | max_source_abstraction_ratio | 0.00077664 | [{'constraint': 'max_source_abstraction_ratio', 'actual': 0.950776635444204, 'target': 0.95, 'operator': '<=', 'violation': 0.0007766354442040324, 'scaled_violation': 0.0008175109938989815}] | maximum scale-free violation at first failed capacity | [1000.0, 1050.0] | [[0.0, 1000.0]] | FALSE | 1150 | reclaimed_water_substitution_ratio
611 | 1.152 | 6.6053 | 0.0059865 | 1150 | 1200 | max_source_abstraction_ratio | 0.0049377 | [{'constraint': 'max_source_abstraction_ratio', 'actual': 0.9549377022009131, 'target': 0.95, 'operator': '<=', 'violation': 0.004937702200913163, 'scaled_violation': 0.0051975812641191195}, {'constraint': 'max_wtw_utilization', 'actual': 0.951520573774659, 'target': 0.95, 'operator': '<=', 'violation': 0.0015205737746590842, 'scaled_violation': 0.0016006039733253519}] | maximum scale-free violation at first failed capacity | [1150.0, 1200.0] | [[0.0, 1150.0]] | FALSE | 1350 | reclaimed_water_substitution_ratio
612 | 1.3578 | 7.4987 | 0.0074679 | 950 | 1000 | max_source_abstraction_ratio | 0.0027187 | [{'constraint': 'max_source_abstraction_ratio', 'actual': 0.9527187338411217, 'target': 0.95, 'operator': '<=', 'violation': 0.0027187338411217565, 'scaled_violation': 0.0028618250959176385}] | maximum scale-free violation at first failed capacity | [950.0, 1000.0] | [[0.0, 950.0]] | FALSE | 1150 | reclaimed_water_substitution_ratio
613 | 1.309 | 3.7065 | 0.0013983 | 1000 | 1050 | max_source_abstraction_ratio | 0.00042227 | [{'constraint': 'max_source_abstraction_ratio', 'actual': 0.9504222672642807, 'target': 0.95, 'operator': '<=', 'violation': 0.00042226726428074013, 'scaled_violation': 0.0004444918571376212}] | maximum scale-free violation at first failed capacity | [1000.0, 1050.0] | [[0.0, 1000.0]] | FALSE | 1150 | reclaimed_water_substitution_ratio
614 | 1.2509 | 4.1134 | 0.0010277 | 1100 | 1150 | max_source_abstraction_ratio | 0.0024921 | [{'constraint': 'max_source_abstraction_ratio', 'actual': 0.9524920822229856, 'target': 0.95, 'operator': '<=', 'violation': 0.002492082222985692, 'scaled_violation': 0.002623244445248097}] | maximum scale-free violation at first failed capacity | [1100.0, 1150.0] | [[0.0, 1100.0]] | FALSE | 1200 | reclaimed_water_substitution_ratio
615 | 1.2522 | 6.6794 | 0.0022936 | 1100 | 1150 | max_source_abstraction_ratio | 0.0032373 | [{'constraint': 'max_source_abstraction_ratio', 'actual': 0.9532372755951825, 'target': 0.95, 'operator': '<=', 'violation': 0.0032372755951824983, 'scaled_violation': 0.0034076585212447353}] | maximum scale-free violation at first failed capacity | [1100.0, 1150.0] | [[0.0, 1100.0]] | FALSE | 1250 | reclaimed_water_substitution_ratio
616 | 1.1249 | 7.6568 | 0.0053012 | 1200 | 1250 | max_source_abstraction_ratio | 0.0065821 | [{'constraint': 'max_source_abstraction_ratio', 'actual': 0.9565820664111695, 'target': 0.95, 'operator': '<=', 'violation': 0.00658206641116954, 'scaled_violation': 0.006928490959125832}, {'constraint': 'max_wtw_utilization', 'actual': 0.9531590538275794, 'target': 0.95, 'operator': '<=', 'violation': 0.0031590538275794167, 'scaled_violation': 0.0033253198185046492}] | maximum scale-free violation at first failed capacity | [1200.0, 1250.0] | [[0.0, 1200.0]] | FALSE | 1400 | reclaimed_water_substitution_ratio
617 | 1.1567 | 7.6668 | 0.0049872 | 1150 | 1200 | max_source_abstraction_ratio | 0.0034337 | [{'constraint': 'max_source_abstraction_ratio', 'actual': 0.9534336793900244, 'target': 0.95, 'operator': '<=', 'violation': 0.00343367939002448, 'scaled_violation': 0.003614399357920505}, {'constraint': 'max_wtw_utilization', 'actual': 0.9500219329264774, 'target': 0.95, 'operator': '<=', 'violation': 2.1932926477452597e-05, 'scaled_violation': 2.308729102889747e-05}] | maximum scale-free violation at first failed capacity | [1150.0, 1200.0] | [[0.0, 1150.0]] | FALSE | 1350 | reclaimed_water_substitution_ratio
618 | 1.3096 | 5.6121 | 0.0028813 | 1050 | 1100 | max_source_abstraction_ratio | 0.0042487 | [{'constraint': 'max_source_abstraction_ratio', 'actual': 0.9542486644452165, 'target': 0.95, 'operator': '<=', 'violation': 0.004248664445216543, 'scaled_violation': 0.004472278363385835}, {'constraint': 'max_wtw_utilization', 'actual': 0.9508340016567692, 'target': 0.95, 'operator': '<=', 'violation': 0.0008340016567692787, 'scaled_violation': 0.0008778964808097671}] | maximum scale-free violation at first failed capacity | [1050.0, 1100.0] | [[0.0, 1050.0]] | FALSE | 1200 | reclaimed_water_substitution_ratio
619 | 1.1765 | 3.6915 | 0.0015323 | 1150 | 1200 | max_source_abstraction_ratio | 0.0056389 | [{'constraint': 'max_source_abstraction_ratio', 'actual': 0.9556389056628214, 'target': 0.95, 'operator': '<=', 'violation': 0.005638905662821436, 'scaled_violation': 0.005935690171390986}, {'constraint': 'max_wtw_utilization', 'actual': 0.9522192680652606, 'target': 0.95, 'operator': '<=', 'violation': 0.0022192680652606267, 'scaled_violation': 0.0023360716476427653}] | maximum scale-free violation at first failed capacity | [1150.0, 1200.0] | [[0.0, 1150.0]] | FALSE | 1250 | reclaimed_water_substitution_ratio
620 | 1.2581 | 8.6451 | 0.00060666 | 1100 | 1150 | max_source_abstraction_ratio | 0.00053889 | [{'constraint': 'max_source_abstraction_ratio', 'actual': 0.9505388939378022, 'target': 0.95, 'operator': '<=', 'violation': 0.000538893937802265, 'scaled_violation': 0.0005672567766339632}] | maximum scale-free violation at first failed capacity | [1100.0, 1150.0] | [[0.0, 1100.0]] | FALSE | 1200 | reclaimed_water_substitution_ratio
621 | 1.1663 | 4.9945 | 0.0053373 | 1150 | 1200 | max_source_abstraction_ratio | 0.0054584 | [{'constraint': 'max_source_abstraction_ratio', 'actual': 0.9554584002315241, 'target': 0.95, 'operator': '<=', 'violation': 0.005458400231524108, 'scaled_violation': 0.005745684454235903}, {'constraint': 'max_wtw_utilization', 'actual': 0.9520394085506955, 'target': 0.95, 'operator': '<=', 'violation': 0.0020394085506955095, 'scaled_violation': 0.0021467458428373787}] | maximum scale-free violation at first failed capacity | [1150.0, 1200.0] | [[0.0, 1150.0]] | FALSE | 1350 | reclaimed_water_substitution_ratio
622 | 1.1913 | 6.6222 | 0.0057667 | 1100 | 1150 | max_source_abstraction_ratio | 0.0025839 | [{'constraint': 'max_source_abstraction_ratio', 'actual': 0.9525838504016108, 'target': 0.95, 'operator': '<=', 'violation': 0.002583850401610799, 'scaled_violation': 0.0027198425280113674}] | maximum scale-free violation at first failed capacity | [1100.0, 1150.0] | [[0.0, 1100.0]] | FALSE | 1300 | reclaimed_water_substitution_ratio
623 | 1.3598 | 8.5541 | 0.0040778 | 1000 | 1050 | max_source_abstraction_ratio | 0.0048128 | [{'constraint': 'max_source_abstraction_ratio', 'actual': 0.9548128407379188, 'target': 0.95, 'operator': '<=', 'violation': 0.0048128407379188776, 'scaled_violation': 0.005066148145177766}, {'constraint': 'max_wtw_utilization', 'actual': 0.9513961591132242, 'target': 0.95, 'operator': '<=', 'violation': 0.0013961591132242157, 'scaled_violation': 0.001469641171814964}] | maximum scale-free violation at first failed capacity | [1000.0, 1050.0] | [[0.0, 1000.0]] | FALSE | 1150 | reclaimed_water_substitution_ratio
624 | 1.1563 | 8.8576 | 0.0035033 | 1150 | 1200 | max_source_abstraction_ratio | 0.00020561 | [{'constraint': 'max_source_abstraction_ratio', 'actual': 0.9502056088537656, 'target': 0.95, 'operator': '<=', 'violation': 0.00020560885376563753, 'scaled_violation': 0.00021643037238488162}] | maximum scale-free violation at first failed capacity | [1150.0, 1200.0] | [[0.0, 1150.0]] | FALSE | 1350 | reclaimed_water_substitution_ratio
625 | 1.3243 | 7.3703 | 0.0050167 | 1000 | 1050 | max_source_abstraction_ratio | 0.0024266 | [{'constraint': 'max_source_abstraction_ratio', 'actual': 0.9524265982273805, 'target': 0.95, 'operator': '<=', 'violation': 0.002426598227380561, 'scaled_violation': 0.0025543139235584852}] | maximum scale-free violation at first failed capacity | [1000.0, 1050.0] | [[0.0, 1000.0]] | FALSE | 1150 | reclaimed_water_substitution_ratio
626 | 1.1458 | 4.085 | 0.0020165 | 1200 | 1250 | max_source_abstraction_ratio | 0.0045074 | [{'constraint': 'max_source_abstraction_ratio', 'actual': 0.9545074027584262, 'target': 0.95, 'operator': '<=', 'violation': 0.004507402758426204, 'scaled_violation': 0.0047446344825539}, {'constraint': 'max_wtw_utilization', 'actual': 0.9510918141063932, 'target': 0.95, 'operator': '<=', 'violation': 0.0010918141063932518, 'scaled_violation': 0.0011492780067297388}] | maximum scale-free violation at first failed capacity | [1200.0, 1250.0] | [[0.0, 1200.0]] | FALSE | 1350 | reclaimed_water_substitution_ratio
627 | 1.3437 | 4.9007 | 0.0038635 | 1000 | 1050 | max_source_abstraction_ratio | 0.0025356 | [{'constraint': 'max_source_abstraction_ratio', 'actual': 0.9525355601491218, 'target': 0.95, 'operator': '<=', 'violation': 0.0025355601491218183, 'scaled_violation': 0.0026690106832861246}] | maximum scale-free violation at first failed capacity | [1000.0, 1050.0] | [[0.0, 1000.0]] | FALSE | 1150 | reclaimed_water_substitution_ratio
628 | 1.228 | 8.5727 | 0.0055445 | 1100 | 1150 | max_source_abstraction_ratio | 0.0068157 | [{'constraint': 'max_source_abstraction_ratio', 'actual': 0.9568156512352002, 'target': 0.95, 'operator': '<=', 'violation': 0.006815651235200226, 'scaled_violation': 0.007174369721263396}, {'constraint': 'max_wtw_utilization', 'actual': 0.9533918027967261, 'target': 0.95, 'operator': '<=', 'violation': 0.003391802796726129, 'scaled_violation': 0.0035703187333959254}] | maximum scale-free violation at first failed capacity | [1100.0, 1150.0] | [[0.0, 1100.0]] | FALSE | 1250 | reclaimed_water_substitution_ratio
629 | 1.2563 | 5.436 | 0.0066504 | 1050 | 1100 | max_source_abstraction_ratio | 0.0051291 | [{'constraint': 'max_source_abstraction_ratio', 'actual': 0.9551291267740729, 'target': 0.95, 'operator': '<=', 'violation': 0.005129126774072956, 'scaled_violation': 0.005399080814813638}, {'constraint': 'max_wtw_utilization', 'actual': 0.9517113133582653, 'target': 0.95, 'operator': '<=', 'violation': 0.001711313358265354, 'scaled_violation': 0.001801382482384583}] | maximum scale-free violation at first failed capacity | [1050.0, 1100.0] | [[0.0, 1050.0]] | FALSE | 1250 | reclaimed_water_substitution_ratio
630 | 1.1534 | 7.7917 | 0.0058002 | 1150 | 1200 | max_source_abstraction_ratio | 0.0047302 | [{'constraint': 'max_source_abstraction_ratio', 'actual': 0.9547301771271234, 'target': 0.95, 'operator': '<=', 'violation': 0.004730177127123425, 'scaled_violation': 0.004979133818024658}, {'constraint': 'max_wtw_utilization', 'actual': 0.9513137913041062, 'target': 0.95, 'operator': '<=', 'violation': 0.0013137913041062488, 'scaled_violation': 0.001382938214848683}] | maximum scale-free violation at first failed capacity | [1150.0, 1200.0] | [[0.0, 1150.0]] | FALSE | 1350 | reclaimed_water_substitution_ratio
631 | 1.2597 | 7.0932 | 0.0022197 | 1100 | 1150 | max_source_abstraction_ratio | 0.004046 | [{'constraint': 'max_source_abstraction_ratio', 'actual': 0.9540459576825594, 'target': 0.95, 'operator': '<=', 'violation': 0.004045957682559442, 'scaled_violation': 0.004258902823746782}, {'constraint': 'max_wtw_utilization', 'actual': 0.9506320202556088, 'target': 0.95, 'operator': '<=', 'violation': 0.0006320202556088228, 'scaled_violation': 0.0006652844795882345}] | maximum scale-free violation at first failed capacity | [1100.0, 1150.0] | [[0.0, 1100.0]] | FALSE | 1200 | reclaimed_water_substitution_ratio
632 | 1.2092 | 4.4144 | 0.0058881 | 1100 | 1150 | max_source_abstraction_ratio | 0.0051142 | [{'constraint': 'max_source_abstraction_ratio', 'actual': 0.9551141617552982, 'target': 0.95, 'operator': '<=', 'violation': 0.005114161755298219, 'scaled_violation': 0.00538332816347181}, {'constraint': 'max_wtw_utilization', 'actual': 0.9516964018899898, 'target': 0.95, 'operator': '<=', 'violation': 0.0016964018899898736, 'scaled_violation': 0.0017856861999893407}] | maximum scale-free violation at first failed capacity | [1100.0, 1150.0] | [[0.0, 1100.0]] | FALSE | 1300 | reclaimed_water_substitution_ratio
633 | 1.1582 | 5.781 | 0.0030221 | 1200 | 1250 | max_source_abstraction_ratio | 0.0061236 | [{'constraint': 'max_source_abstraction_ratio', 'actual': 0.9561235624403434, 'target': 0.95, 'operator': '<=', 'violation': 0.0061235624403434, 'scaled_violation': 0.006445855200361473}, {'constraint': 'max_wtw_utilization', 'actual': 0.9527021905574488, 'target': 0.95, 'operator': '<=', 'violation': 0.0027021905574488025, 'scaled_violation': 0.002844411113104003}] | maximum scale-free violation at first failed capacity | [1200.0, 1250.0] | [[0.0, 1200.0]] | FALSE | 1350 | reclaimed_water_substitution_ratio
634 | 1.2747 | 7.7091 | 0.0050909 | 1050 | 1100 | max_source_abstraction_ratio | 0.0043166 | [{'constraint': 'max_source_abstraction_ratio', 'actual': 0.9543166327663275, 'target': 0.95, 'operator': '<=', 'violation': 0.004316632766327544, 'scaled_violation': 0.0045438239645553095}, {'constraint': 'max_wtw_utilization', 'actual': 0.9509017267615096, 'target': 0.95, 'operator': '<=', 'violation': 0.0009017267615096802, 'scaled_violation': 0.0009491860647470318}] | maximum scale-free violation at first failed capacity | [1050.0, 1100.0] | [[0.0, 1050.0]] | FALSE | 1200 | reclaimed_water_substitution_ratio
635 | 1.2908 | 7.786 | 0.0074646 | 1000 | 1050 | max_source_abstraction_ratio | 0.0031095 | [{'constraint': 'max_source_abstraction_ratio', 'actual': 0.9531094590007549, 'target': 0.95, 'operator': '<=', 'violation': 0.0031094590007549883, 'scaled_violation': 0.00327311473763683}] | maximum scale-free violation at first failed capacity | [1000.0, 1050.0] | [[0.0, 1000.0]] | FALSE | 1200 | reclaimed_water_substitution_ratio
636 | 1.2492 | 3.2815 | 0.0014946 | 1050 | 1100 | max_source_abstraction_ratio | 0.0073045 | [{'constraint': 'max_source_abstraction_ratio', 'actual': 0.9573044913736511, 'target': 0.95, 'operator': '<=', 'violation': 0.00730449137365119, 'scaled_violation': 0.007688938288053884}, {'constraint': 'max_wtw_utilization', 'actual': 0.9538788936801952, 'target': 0.95, 'operator': '<=', 'violation': 0.003878893680195228, 'scaled_violation': 0.004083045979152871}] | maximum scale-free violation at first failed capacity | [1050.0, 1100.0] | [[0.0, 1050.0]] | FALSE | 1150 | reclaimed_water_substitution_ratio
637 | 1.3591 | 4.7911 | 0.0020172 | 1000 | 1050 | max_source_abstraction_ratio | 0.00087838 | [{'constraint': 'max_source_abstraction_ratio', 'actual': 0.9508783807201793, 'target': 0.95, 'operator': '<=', 'violation': 0.000878380720179317, 'scaled_violation': 0.0009246112843992811}] | maximum scale-free violation at first failed capacity | [1000.0, 1050.0] | [[0.0, 1000.0]] | FALSE | 1150 | reclaimed_water_substitution_ratio
638 | 1.2415 | 6.6275 | 0.0018569 | 1100 | 1150 | max_source_abstraction_ratio | 0.00098372 | [{'constraint': 'max_source_abstraction_ratio', 'actual': 0.9509837199367741, 'target': 0.95, 'operator': '<=', 'violation': 0.0009837199367741523, 'scaled_violation': 0.0010354946702885815}] | maximum scale-free violation at first failed capacity | [1100.0, 1150.0] | [[0.0, 1100.0]] | FALSE | 1250 | reclaimed_water_substitution_ratio
639 | 1.2677 | 4.1568 | 0.0070199 | 1000 | 1050 | max_source_abstraction_ratio | 0.0011439 | [{'constraint': 'max_source_abstraction_ratio', 'actual': 0.9511439319954053, 'target': 0.95, 'operator': '<=', 'violation': 0.0011439319954053007, 'scaled_violation': 0.0012041389425318954}] | maximum scale-free violation at first failed capacity | [1000.0, 1050.0] | [[0.0, 1000.0]] | FALSE | 1200 | reclaimed_water_substitution_ratio
640 | 1.1204 | 7.8919 | 0.004489 | 1200 | 1250 | max_source_abstraction_ratio | 0.0041456 | [{'constraint': 'max_source_abstraction_ratio', 'actual': 0.954145620261326, 'target': 0.95, 'operator': '<=', 'violation': 0.004145620261326033, 'scaled_violation': 0.004363810801395824}, {'constraint': 'max_wtw_utilization', 'actual': 0.9507313262039585, 'target': 0.95, 'operator': '<=', 'violation': 0.0007313262039585489, 'scaled_violation': 0.0007698170567984725}] | maximum scale-free violation at first failed capacity | [1200.0, 1250.0] | [[0.0, 1200.0]] | FALSE | 1400 | reclaimed_water_substitution_ratio
641 | 1.3011 | 5.9543 | 0.0070684 | 1000 | 1050 | max_source_abstraction_ratio | 0.003568 | [{'constraint': 'max_source_abstraction_ratio', 'actual': 0.9535680235266003, 'target': 0.95, 'operator': '<=', 'violation': 0.00356802352660035, 'scaled_violation': 0.0037558142385266846}, {'constraint': 'max_wtw_utilization', 'actual': 0.9501557963288997, 'target': 0.95, 'operator': '<=', 'violation': 0.0001557963288997266, 'scaled_violation': 0.00016399613568392275}] | maximum scale-free violation at first failed capacity | [1000.0, 1050.0] | [[0.0, 1000.0]] | FALSE | 1200 | reclaimed_water_substitution_ratio
642 | 1.1773 | 6.9419 | 0.0016941 | 1200 | 1250 | max_source_abstraction_ratio | 0.0058165 | [{'constraint': 'max_source_abstraction_ratio', 'actual': 0.9558164826441397, 'target': 0.95, 'operator': '<=', 'violation': 0.005816482644139698, 'scaled_violation': 0.006122613309620735}, {'constraint': 'max_wtw_utilization', 'actual': 0.9523962096089481, 'target': 0.95, 'operator': '<=', 'violation': 0.002396209608948152, 'scaled_violation': 0.00252232590415595}] | maximum scale-free violation at first failed capacity | [1200.0, 1250.0] | [[0.0, 1200.0]] | FALSE | 1300 | reclaimed_water_substitution_ratio
643 | 1.2161 | 4.3264 | 0.0072323 | 1050 | 1100 | max_source_abstraction_ratio | 0.0013614 | [{'constraint': 'max_source_abstraction_ratio', 'actual': 0.9513614007283349, 'target': 0.95, 'operator': '<=', 'violation': 0.001361400728334905, 'scaled_violation': 0.0014330533982472684}] | maximum scale-free violation at first failed capacity | [1050.0, 1100.0] | [[0.0, 1050.0]] | FALSE | 1300 | reclaimed_water_substitution_ratio
644 | 1.321 | 5.0985 | 0.002354 | 1050 | 1100 | max_source_abstraction_ratio | 0.004605 | [{'constraint': 'max_source_abstraction_ratio', 'actual': 0.9546049781173026, 'target': 0.95, 'operator': '<=', 'violation': 0.004604978117302649, 'scaled_violation': 0.004847345386634368}, {'constraint': 'max_wtw_utilization', 'actual': 0.9511890403037152, 'target': 0.95, 'operator': '<=', 'violation': 0.0011890403037152497, 'scaled_violation': 0.0012516213723318419}] | maximum scale-free violation at first failed capacity | [1050.0, 1100.0] | [[0.0, 1050.0]] | FALSE | 1150 | reclaimed_water_substitution_ratio
645 | 1.2159 | 8.0334 | 0.0066801 | 1050 | 1100 | max_source_abstraction_ratio | 0.00024675 | [{'constraint': 'max_source_abstraction_ratio', 'actual': 0.950246751586896, 'target': 0.95, 'operator': '<=', 'violation': 0.0002467515868960213, 'scaled_violation': 0.0002597385125221277}] | maximum scale-free violation at first failed capacity | [1050.0, 1100.0] | [[0.0, 1050.0]] | FALSE | 1300 | reclaimed_water_substitution_ratio
646 | 1.287 | 6.6709 | 0.0038962 | 1050 | 1100 | max_source_abstraction_ratio | 0.0034731 | [{'constraint': 'max_source_abstraction_ratio', 'actual': 0.9534730934347939, 'target': 0.95, 'operator': '<=', 'violation': 0.0034730934347939613, 'scaled_violation': 0.0036558878260989068}, {'constraint': 'max_wtw_utilization', 'actual': 0.9500612059328813, 'target': 0.95, 'operator': '<=', 'violation': 6.120593288139187e-05, 'scaled_violation': 6.442729776988618e-05}] | maximum scale-free violation at first failed capacity | [1050.0, 1100.0] | [[0.0, 1050.0]] | FALSE | 1200 | reclaimed_water_substitution_ratio
647 | 1.2127 | 8.7354 | 0.0010418 | 1150 | 1200 | max_source_abstraction_ratio | 0.0024535 | [{'constraint': 'max_source_abstraction_ratio', 'actual': 0.9524534782918522, 'target': 0.95, 'operator': '<=', 'violation': 0.0024534782918522735, 'scaled_violation': 0.0025826087282655513}] | maximum scale-free violation at first failed capacity | [1150.0, 1200.0] | [[0.0, 1150.0]] | FALSE | 1250 | reclaimed_water_substitution_ratio
648 | 1.2045 | 3.8883 | 0.0079574 | 1050 | 1100 | max_source_abstraction_ratio | 0.0059 | [{'constraint': 'max_source_abstraction_ratio', 'actual': 0.955900041668505, 'target': 0.95, 'operator': '<=', 'violation': 0.005900041668504996, 'scaled_violation': 0.00621057017737368}, {'constraint': 'max_wtw_utilization', 'actual': 0.9524794696275073, 'target': 0.95, 'operator': '<=', 'violation': 0.002479469627507336, 'scaled_violation': 0.0026099680289550903}] | maximum scale-free violation at first failed capacity | [1050.0, 1100.0] | [[0.0, 1050.0]] | FALSE | 1250 | reclaimed_water_substitution_ratio
649 | 1.3302 | 7.2061 | 0.0034507 | 1000 | 1050 | max_source_abstraction_ratio | 0.00019347 | [{'constraint': 'max_source_abstraction_ratio', 'actual': 0.9501934651895015, 'target': 0.95, 'operator': '<=', 'violation': 0.00019346518950158487, 'scaled_violation': 0.00020364756789640514}] | maximum scale-free violation at first failed capacity | [1000.0, 1050.0] | [[0.0, 1000.0]] | FALSE | 1150 | reclaimed_water_substitution_ratio
650 | 1.2308 | 5.7541 | 0.0025356 | 1100 | 1150 | max_source_abstraction_ratio | 0.001009 | [{'constraint': 'max_source_abstraction_ratio', 'actual': 0.9510090212719755, 'target': 0.95, 'operator': '<=', 'violation': 0.001009021271975552, 'scaled_violation': 0.0010621276547111075}] | maximum scale-free violation at first failed capacity | [1100.0, 1150.0] | [[0.0, 1100.0]] | FALSE | 1250 | reclaimed_water_substitution_ratio
651 | 1.257 | 4.7358 | 0.00076603 | 1100 | 1150 | max_source_abstraction_ratio | 0.00072065 | [{'constraint': 'max_source_abstraction_ratio', 'actual': 0.9507206499626875, 'target': 0.95, 'operator': '<=', 'violation': 0.0007206499626875029, 'scaled_violation': 0.0007585789080921083}] | maximum scale-free violation at first failed capacity | [1100.0, 1150.0] | [[0.0, 1100.0]] | FALSE | 1200 | reclaimed_water_substitution_ratio
652 | 1.323 | 5.0067 | 0.0035674 | 1050 | 1100 | max_source_abstraction_ratio | 0.0072326 | [{'constraint': 'max_source_abstraction_ratio', 'actual': 0.957232555156999, 'target': 0.95, 'operator': '<=', 'violation': 0.007232555156999054, 'scaled_violation': 0.007613215954735847}, {'constraint': 'max_wtw_utilization', 'actual': 0.9538072148785451, 'target': 0.95, 'operator': '<=', 'violation': 0.0038072148785451843, 'scaled_violation': 0.004007594608994931}] | maximum scale-free violation at first failed capacity | [1050.0, 1100.0] | [[0.0, 1050.0]] | FALSE | 1150 | reclaimed_water_substitution_ratio
653 | 1.2139 | 8.3441 | 0.0032995 | 1100 | 1150 | max_source_abstraction_ratio | 0.00040723 | [{'constraint': 'max_source_abstraction_ratio', 'actual': 0.9504072343399702, 'target': 0.95, 'operator': '<=', 'violation': 0.0004072343399702527, 'scaled_violation': 0.00042866772628447655}] | maximum scale-free violation at first failed capacity | [1100.0, 1150.0] | [[0.0, 1100.0]] | FALSE | 1250 | reclaimed_water_substitution_ratio
654 | 1.2011 | 5.5935 | 0.0045364 | 1100 | 1150 | max_source_abstraction_ratio | 0.0013134 | [{'constraint': 'max_source_abstraction_ratio', 'actual': 0.9513133857617716, 'target': 0.95, 'operator': '<=', 'violation': 0.001313385761771646, 'scaled_violation': 0.00138251132818068}] | maximum scale-free violation at first failed capacity | [1100.0, 1150.0] | [[0.0, 1100.0]] | FALSE | 1300 | reclaimed_water_substitution_ratio
655 | 1.3599 | 4.2034 | 0.0065919 | 950 | 1000 | max_source_abstraction_ratio | 0.0025111 | [{'constraint': 'max_source_abstraction_ratio', 'actual': 0.952511121547354, 'target': 0.95, 'operator': '<=', 'violation': 0.0025111215473540005, 'scaled_violation': 0.0026432858393200006}] | maximum scale-free violation at first failed capacity | [950.0, 1000.0] | [[0.0, 950.0]] | FALSE | 1150 | reclaimed_water_substitution_ratio
656 | 1.3094 | 7.6643 | 0.0025609 | 1050 | 1100 | max_source_abstraction_ratio | 0.0035945 | [{'constraint': 'max_source_abstraction_ratio', 'actual': 0.9535944500591443, 'target': 0.95, 'operator': '<=', 'violation': 0.003594450059144383, 'scaled_violation': 0.0037836316412046137}, {'constraint': 'max_wtw_utilization', 'actual': 0.9501821282973109, 'target': 0.95, 'operator': '<=', 'violation': 0.00018212829731090174, 'scaled_violation': 0.00019171399716937025}] | maximum scale-free violation at first failed capacity | [1050.0, 1100.0] | [[0.0, 1050.0]] | FALSE | 1200 | reclaimed_water_substitution_ratio
657 | 1.2618 | 5.2804 | 0.0045315 | 1050 | 1100 | max_source_abstraction_ratio | 0.0016393 | [{'constraint': 'max_source_abstraction_ratio', 'actual': 0.9516393202804958, 'target': 0.95, 'operator': '<=', 'violation': 0.0016393202804958484, 'scaled_violation': 0.001725600295258788}] | maximum scale-free violation at first failed capacity | [1050.0, 1100.0] | [[0.0, 1050.0]] | FALSE | 1250 | reclaimed_water_substitution_ratio
658 | 1.2557 | 6.279 | 0.004343 | 1050 | 1100 | max_source_abstraction_ratio | 0.00053028 | [{'constraint': 'max_source_abstraction_ratio', 'actual': 0.9505302832558333, 'target': 0.95, 'operator': '<=', 'violation': 0.0005302832558333748, 'scaled_violation': 0.0005581929008772366}] | maximum scale-free violation at first failed capacity | [1050.0, 1100.0] | [[0.0, 1050.0]] | FALSE | 1250 | reclaimed_water_substitution_ratio
659 | 1.1695 | 5.65 | 0.0062206 | 1100 | 1150 | max_source_abstraction_ratio | 0.00072953 | [{'constraint': 'max_source_abstraction_ratio', 'actual': 0.9507295260700828, 'target': 0.95, 'operator': '<=', 'violation': 0.0007295260700828088, 'scaled_violation': 0.0007679221790345356}] | maximum scale-free violation at first failed capacity | [1100.0, 1150.0] | [[0.0, 1100.0]] | FALSE | 1350 | reclaimed_water_substitution_ratio
660 | 1.1469 | 3.2067 | 0.0033451 | 1100 | 1150 | max_source_abstraction_ratio | 0.0063391 | [{'constraint': 'max_source_abstraction_ratio', 'actual': 0.9563391252717239, 'target': 0.95, 'operator': '<=', 'violation': 0.006339125271723978, 'scaled_violation': 0.006672763443919977}, {'constraint': 'max_wtw_utilization', 'actual': 0.9529169820234542, 'target': 0.95, 'operator': '<=', 'violation': 0.002916982023454251, 'scaled_violation': 0.003070507393109738}] | maximum scale-free violation at first failed capacity | [1100.0, 1150.0] | [[0.0, 1100.0]] | FALSE | 1250 | reclaimed_water_substitution_ratio
661 | 1.2247 | 3.0133 | 0.0032412 | 1000 | 1050 | max_source_abstraction_ratio | 0.0054618 | [{'constraint': 'max_source_abstraction_ratio', 'actual': 0.9554617597526176, 'target': 0.95, 'operator': '<=', 'violation': 0.005461759752617645, 'scaled_violation': 0.0057492207922291}, {'constraint': 'max_wtw_utilization', 'actual': 0.9520427560501515, 'target': 0.95, 'operator': '<=', 'violation': 0.002042756050151584, 'scaled_violation': 0.002150269526475352}] | maximum scale-free violation at first failed capacity | [1000.0, 1050.0] | [[0.0, 1000.0]] | FALSE | 1150 | reclaimed_water_substitution_ratio
662 | 1.1681 | 4.5408 | 0.0027259 | 1150 | 1200 | max_source_abstraction_ratio | 0.00012251 | [{'constraint': 'max_source_abstraction_ratio', 'actual': 0.9501225143907626, 'target': 0.95, 'operator': '<=', 'violation': 0.00012251439076260695, 'scaled_violation': 0.00012896251659221786}] | maximum scale-free violation at first failed capacity | [1150.0, 1200.0] | [[0.0, 1150.0]] | FALSE | 1300 | reclaimed_water_substitution_ratio
663 | 1.2862 | 4.791 | 0.0069764 | 1000 | 1050 | max_source_abstraction_ratio | 0.0016526 | [{'constraint': 'max_source_abstraction_ratio', 'actual': 0.9516525658286341, 'target': 0.95, 'operator': '<=', 'violation': 0.001652565828634156, 'scaled_violation': 0.001739542977509638}] | maximum scale-free violation at first failed capacity | [1000.0, 1050.0] | [[0.0, 1000.0]] | FALSE | 1200 | reclaimed_water_substitution_ratio
664 | 1.1875 | 8.9337 | 0.0033638 | 1150 | 1200 | max_source_abstraction_ratio | 0.0040645 | [{'constraint': 'max_source_abstraction_ratio', 'actual': 0.9540645494240538, 'target': 0.95, 'operator': '<=', 'violation': 0.004064549424053876, 'scaled_violation': 0.004278473077951449}, {'constraint': 'max_wtw_utilization', 'actual': 0.9506505454688173, 'target': 0.95, 'operator': '<=', 'violation': 0.0006505454688173762, 'scaled_violation': 0.0006847847040182907}] | maximum scale-free violation at first failed capacity | [1150.0, 1200.0] | [[0.0, 1150.0]] | FALSE | 1300 | reclaimed_water_substitution_ratio
665 | 1.3471 | 6.3555 | 0.0045006 | 1000 | 1050 | max_source_abstraction_ratio | 0.0041192 | [{'constraint': 'max_source_abstraction_ratio', 'actual': 0.954119215693249, 'target': 0.95, 'operator': '<=', 'violation': 0.004119215693249023, 'scaled_violation': 0.004336016519209498}, {'constraint': 'max_wtw_utilization', 'actual': 0.9507050161214169, 'target': 0.95, 'operator': '<=', 'violation': 0.0007050161214169348, 'scaled_violation': 0.0007421222330704577}] | maximum scale-free violation at first failed capacity | [1000.0, 1050.0] | [[0.0, 1000.0]] | FALSE | 1150 | reclaimed_water_substitution_ratio
666 | 1.2626 | 3.8574 | 0.0021314 | 1050 | 1100 | max_source_abstraction_ratio | 0.0018236 | [{'constraint': 'max_source_abstraction_ratio', 'actual': 0.9518236261942404, 'target': 0.95, 'operator': '<=', 'violation': 0.0018236261942404797, 'scaled_violation': 0.0019196065202531365}] | maximum scale-free violation at first failed capacity | [1050.0, 1100.0] | [[0.0, 1050.0]] | FALSE | 1200 | reclaimed_water_substitution_ratio
667 | 1.1737 | 6.6937 | 0.0058905 | 1100 | 1150 | max_source_abstraction_ratio | 0.00058255 | [{'constraint': 'max_source_abstraction_ratio', 'actual': 0.9505825464942733, 'target': 0.95, 'operator': '<=', 'violation': 0.0005825464942733616, 'scaled_violation': 0.0006132068360772228}] | maximum scale-free violation at first failed capacity | [1100.0, 1150.0] | [[0.0, 1100.0]] | FALSE | 1350 | reclaimed_water_substitution_ratio
668 | 1.3049 | 7.067 | 0.0061137 | 1000 | 1050 | max_source_abstraction_ratio | 0.0022248 | [{'constraint': 'max_source_abstraction_ratio', 'actual': 0.9522247811497067, 'target': 0.95, 'operator': '<=', 'violation': 0.0022247811497067005, 'scaled_violation': 0.002341874894428106}] | maximum scale-free violation at first failed capacity | [1000.0, 1050.0] | [[0.0, 1000.0]] | FALSE | 1200 | reclaimed_water_substitution_ratio
669 | 1.1499 | 6.3499 | 0.0053096 | 1150 | 1200 | max_source_abstraction_ratio | 0.00321 | [{'constraint': 'max_source_abstraction_ratio', 'actual': 0.9532099786608983, 'target': 0.95, 'operator': '<=', 'violation': 0.0032099786608983383, 'scaled_violation': 0.0033789249062087775}] | maximum scale-free violation at first failed capacity | [1150.0, 1200.0] | [[0.0, 1150.0]] | FALSE | 1350 | reclaimed_water_substitution_ratio
670 | 1.1704 | 7.0696 | 0.0057873 | 1150 | 1200 | max_source_abstraction_ratio | 0.0069675 | [{'constraint': 'max_source_abstraction_ratio', 'actual': 0.956967452891246, 'target': 0.95, 'operator': '<=', 'violation': 0.0069674528912460065, 'scaled_violation': 0.007334160938153691}, {'constraint': 'max_wtw_utilization', 'actual': 0.9535430612490081, 'target': 0.95, 'operator': '<=', 'violation': 0.0035430612490081614, 'scaled_violation': 0.0037295381568506966}] | maximum scale-free violation at first failed capacity | [1150.0, 1200.0] | [[0.0, 1150.0]] | FALSE | 1350 | reclaimed_water_substitution_ratio
671 | 1.3092 | 3.0448 | 0.0029428 | 950 | 1000 | max_source_abstraction_ratio | 0.0067152 | [{'constraint': 'max_source_abstraction_ratio', 'actual': 0.9567152228141921, 'target': 0.95, 'operator': '<=', 'violation': 0.006715222814192123, 'scaled_violation': 0.007068655593886446}, {'constraint': 'max_wtw_utilization', 'actual': 0.9532917337466084, 'target': 0.95, 'operator': '<=', 'violation': 0.003291733746608405, 'scaled_violation': 0.0034649828911667425}] | maximum scale-free violation at first failed capacity | [950.0, 1000.0] | [[0.0, 950.0]] | FALSE | 1050 | reclaimed_water_substitution_ratio
672 | 1.2858 | 5.4808 | 0.0072306 | 1000 | 1050 | max_source_abstraction_ratio | 0.0020781 | [{'constraint': 'max_source_abstraction_ratio', 'actual': 0.9520781487345685, 'target': 0.95, 'operator': '<=', 'violation': 0.0020781487345685745, 'scaled_violation': 0.002187524983756394}] | maximum scale-free violation at first failed capacity | [1000.0, 1050.0] | [[0.0, 1000.0]] | FALSE | 1200 | reclaimed_water_substitution_ratio
673 | 1.1815 | 4.1122 | 0.0042322 | 1100 | 1150 | max_source_abstraction_ratio | 0.00019075 | [{'constraint': 'max_source_abstraction_ratio', 'actual': 0.9501907464911806, 'target': 0.95, 'operator': '<=', 'violation': 0.0001907464911806711, 'scaled_violation': 0.00020078578019018013}] | maximum scale-free violation at first failed capacity | [1100.0, 1150.0] | [[0.0, 1100.0]] | FALSE | 1300 | reclaimed_water_substitution_ratio
674 | 1.1673 | 6.7473 | 0.0049229 | 1150 | 1200 | max_source_abstraction_ratio | 0.0047109 | [{'constraint': 'max_source_abstraction_ratio', 'actual': 0.9547109057318335, 'target': 0.95, 'operator': '<=', 'violation': 0.004710905731833526, 'scaled_violation': 0.004958848138772133}, {'constraint': 'max_wtw_utilization', 'actual': 0.9512945888691607, 'target': 0.95, 'operator': '<=', 'violation': 0.0012945888691607843, 'scaled_violation': 0.0013627251254324047}] | maximum scale-free violation at first failed capacity | [1150.0, 1200.0] | [[0.0, 1150.0]] | FALSE | 1350 | reclaimed_water_substitution_ratio
675 | 1.2165 | 8.577 | 0.0029109 | 1150 | 1200 | max_source_abstraction_ratio | 0.0069546 | [{'constraint': 'max_source_abstraction_ratio', 'actual': 0.9569545854903612, 'target': 0.95, 'operator': '<=', 'violation': 0.006954585490361209, 'scaled_violation': 0.007320616305643378}, {'constraint': 'max_wtw_utilization', 'actual': 0.9535302398925524, 'target': 0.95, 'operator': '<=', 'violation': 0.0035302398925524114, 'scaled_violation': 0.0037160419921604335}] | maximum scale-free violation at first failed capacity | [1150.0, 1200.0] | [[0.0, 1150.0]] | FALSE | 1250 | reclaimed_water_substitution_ratio
676 | 1.1524 | 8.4686 | 0.0016376 | 1200 | 1250 | max_source_abstraction_ratio | 0.002244 | [{'constraint': 'max_source_abstraction_ratio', 'actual': 0.9522440369638893, 'target': 0.95, 'operator': '<=', 'violation': 0.0022440369638893065, 'scaled_violation': 0.0023621441725150596}] | maximum scale-free violation at first failed capacity | [1200.0, 1250.0] | [[0.0, 1200.0]] | FALSE | 1350 | reclaimed_water_substitution_ratio
677 | 1.1909 | 8.5739 | 0.0070023 | 1100 | 1150 | max_source_abstraction_ratio | 0.0050586 | [{'constraint': 'max_source_abstraction_ratio', 'actual': 0.955058561640381, 'target': 0.95, 'operator': '<=', 'violation': 0.0050585616403810985, 'scaled_violation': 0.005324801726716946}, {'constraint': 'max_wtw_utilization', 'actual': 0.9516410007333219, 'target': 0.95, 'operator': '<=', 'violation': 0.0016410007333219623, 'scaled_violation': 0.0017273691929704867}] | maximum scale-free violation at first failed capacity | [1100.0, 1150.0] | [[0.0, 1100.0]] | FALSE | 1300 | reclaimed_water_substitution_ratio
678 | 1.1991 | 4.5129 | 0.0017854 | 1150 | 1200 | max_source_abstraction_ratio | 0.0022317 | [{'constraint': 'max_source_abstraction_ratio', 'actual': 0.9522317059665036, 'target': 0.95, 'operator': '<=', 'violation': 0.002231705966503683, 'scaled_violation': 0.002349164175267035}] | maximum scale-free violation at first failed capacity | [1150.0, 1200.0] | [[0.0, 1150.0]] | FALSE | 1300 | reclaimed_water_substitution_ratio
679 | 1.2867 | 3.3546 | 0.0041053 | 950 | 1000 | max_source_abstraction_ratio | 0.00029057 | [{'constraint': 'max_source_abstraction_ratio', 'actual': 0.9502905677948278, 'target': 0.95, 'operator': '<=', 'violation': 0.000290567794827834, 'scaled_violation': 0.0003058608366608779}] | maximum scale-free violation at first failed capacity | [950.0, 1000.0] | [[0.0, 950.0]] | FALSE | 1100 | reclaimed_water_substitution_ratio
680 | 1.1365 | 7.6628 | 0.0019912 | 1200 | 1250 | max_source_abstraction_ratio | 0.00082314 | [{'constraint': 'max_source_abstraction_ratio', 'actual': 0.9508231417715006, 'target': 0.95, 'operator': '<=', 'violation': 0.0008231417715006684, 'scaled_violation': 0.0008664650226322825}] | maximum scale-free violation at first failed capacity | [1200.0, 1250.0] | [[0.0, 1200.0]] | FALSE | 1350 | reclaimed_water_substitution_ratio
681 | 1.2419 | 6.2355 | 0.0038385 | 1100 | 1150 | max_source_abstraction_ratio | 0.0050933 | [{'constraint': 'max_source_abstraction_ratio', 'actual': 0.9550932548302183, 'target': 0.95, 'operator': '<=', 'violation': 0.0050932548302183855, 'scaled_violation': 0.0053613208739140905}, {'constraint': 'max_wtw_utilization', 'actual': 0.9516755697777989, 'target': 0.95, 'operator': '<=', 'violation': 0.0016755697777989242, 'scaled_violation': 0.001763757660840973}] | maximum scale-free violation at first failed capacity | [1100.0, 1150.0] | [[0.0, 1100.0]] | FALSE | 1250 | reclaimed_water_substitution_ratio
682 | 1.1203 | 7.6281 | 0.0073705 | 1150 | 1200 | max_source_abstraction_ratio | 0.0036849 | [{'constraint': 'max_source_abstraction_ratio', 'actual': 0.9536848828523203, 'target': 0.95, 'operator': '<=', 'violation': 0.0036848828523203814, 'scaled_violation': 0.003878824055074086}, {'constraint': 'max_wtw_utilization', 'actual': 0.9502722374877353, 'target': 0.95, 'operator': '<=', 'violation': 0.0002722374877353051, 'scaled_violation': 0.00028656577656347907}] | maximum scale-free violation at first failed capacity | [1150.0, 1200.0] | [[0.0, 1150.0]] | FALSE | 1400 | reclaimed_water_substitution_ratio
683 | 1.1565 | 5.116 | 0.0075778 | 1100 | 1150 | max_source_abstraction_ratio | 0.0018472 | [{'constraint': 'max_source_abstraction_ratio', 'actual': 0.951847229077463, 'target': 0.95, 'operator': '<=', 'violation': 0.0018472290774630418, 'scaled_violation': 0.0019444516604874124}] | maximum scale-free violation at first failed capacity | [1100.0, 1150.0] | [[0.0, 1100.0]] | FALSE | 1350 | reclaimed_water_substitution_ratio
684 | 1.2794 | 7.4397 | 0.0027938 | 1050 | 1100 | max_source_abstraction_ratio | 0.00038584 | [{'constraint': 'max_source_abstraction_ratio', 'actual': 0.9503858401526167, 'target': 0.95, 'operator': '<=', 'violation': 0.00038584015261677873, 'scaled_violation': 0.0004061475290702934}] | maximum scale-free violation at first failed capacity | [1050.0, 1100.0] | [[0.0, 1050.0]] | FALSE | 1200 | reclaimed_water_substitution_ratio
685 | 1.1689 | 3.1083 | 0.0015889 | 1050 | 1100 | max_source_abstraction_ratio | 0.00011415 | [{'constraint': 'max_source_abstraction_ratio', 'actual': 0.9501141486363908, 'target': 0.95, 'operator': '<=', 'violation': 0.00011414863639080952, 'scaled_violation': 0.00012015645935874687}] | maximum scale-free violation at first failed capacity | [1050.0, 1100.0] | [[0.0, 1050.0]] | FALSE | 1200 | reclaimed_water_substitution_ratio
686 | 1.1644 | 3.6258 | 0.00080674 | 1150 | 1200 | max_source_abstraction_ratio | 0.0032381 | [{'constraint': 'max_source_abstraction_ratio', 'actual': 0.9532380675606946, 'target': 0.95, 'operator': '<=', 'violation': 0.0032380675606946685, 'scaled_violation': 0.003408492169152283}] | maximum scale-free violation at first failed capacity | [1150.0, 1200.0] | [[0.0, 1150.0]] | FALSE | 1250 | reclaimed_water_substitution_ratio
687 | 1.2567 | 8.404 | 0.0030469 | 1100 | 1150 | max_source_abstraction_ratio | 0.0053654 | [{'constraint': 'max_source_abstraction_ratio', 'actual': 0.9553654400324744, 'target': 0.95, 'operator': '<=', 'violation': 0.005365440032474411, 'scaled_violation': 0.005647831613130959}, {'constraint': 'max_wtw_utilization', 'actual': 0.9519467809984122, 'target': 0.95, 'operator': '<=', 'violation': 0.0019467809984122786, 'scaled_violation': 0.0020492431562234513}] | maximum scale-free violation at first failed capacity | [1100.0, 1150.0] | [[0.0, 1100.0]] | FALSE | 1250 | reclaimed_water_substitution_ratio
688 | 1.2927 | 3.8467 | 0.0063399 | 1000 | 1050 | max_source_abstraction_ratio | 0.0062673 | [{'constraint': 'max_source_abstraction_ratio', 'actual': 0.9562673241768419, 'target': 0.95, 'operator': '<=', 'violation': 0.0062673241768419485, 'scaled_violation': 0.006597183344044156}, {'constraint': 'max_wtw_utilization', 'actual': 0.9528454378600577, 'target': 0.95, 'operator': '<=', 'violation': 0.0028454378600577535, 'scaled_violation': 0.0029951977474292142}] | maximum scale-free violation at first failed capacity | [1000.0, 1050.0] | [[0.0, 1000.0]] | FALSE | 1150 | reclaimed_water_substitution_ratio
689 | 1.1962 | 7.2706 | 0.0031391 | 1150 | 1200 | max_source_abstraction_ratio | 0.0047442 | [{'constraint': 'max_source_abstraction_ratio', 'actual': 0.9547441779595734, 'target': 0.95, 'operator': '<=', 'violation': 0.004744177959573492, 'scaled_violation': 0.00499387153639315}, {'constraint': 'max_wtw_utilization', 'actual': 0.9513277420362801, 'target': 0.95, 'operator': '<=', 'violation': 0.0013277420362801662, 'scaled_violation': 0.0013976231960843855}] | maximum scale-free violation at first failed capacity | [1150.0, 1200.0] | [[0.0, 1150.0]] | FALSE | 1300 | reclaimed_water_substitution_ratio
690 | 1.147 | 5.2424 | 0.00062167 | 1250 | 1300 | max_source_abstraction_ratio | 0.0056538 | [{'constraint': 'max_source_abstraction_ratio', 'actual': 0.9556537547901949, 'target': 0.95, 'operator': '<=', 'violation': 0.00565375479019492, 'scaled_violation': 0.005951320831784127}, {'constraint': 'max_wtw_utilization', 'actual': 0.9522340640568374, 'target': 0.95, 'operator': '<=', 'violation': 0.0022340640568374592, 'scaled_violation': 0.002351646375618378}] | maximum scale-free violation at first failed capacity | [1250.0, 1300.0] | [[0.0, 1250.0]] | FALSE | 1350 | reclaimed_water_substitution_ratio
691 | 1.3431 | 4.5619 | 0.0077945 | 950 | 1000 | max_source_abstraction_ratio | 0.0016625 | [{'constraint': 'max_source_abstraction_ratio', 'actual': 0.9516625132857368, 'target': 0.95, 'operator': '<=', 'violation': 0.0016625132857368552, 'scaled_violation': 0.0017500139849861635}] | maximum scale-free violation at first failed capacity | [950.0, 1000.0] | [[0.0, 950.0]] | FALSE | 1150 | reclaimed_water_substitution_ratio
692 | 1.1564 | 8.8635 | 0.0021397 | 1200 | 1250 | max_source_abstraction_ratio | 0.0039149 | [{'constraint': 'max_source_abstraction_ratio', 'actual': 0.9539148709512844, 'target': 0.95, 'operator': '<=', 'violation': 0.003914870951284399, 'scaled_violation': 0.004120916790825684}, {'constraint': 'max_wtw_utilization', 'actual': 0.9505014026022587, 'target': 0.95, 'operator': '<=', 'violation': 0.000501402602258727, 'scaled_violation': 0.0005277922129039232}] | maximum scale-free violation at first failed capacity | [1200.0, 1250.0] | [[0.0, 1200.0]] | FALSE | 1350 | reclaimed_water_substitution_ratio
693 | 1.1432 | 6.9676 | 0.00054035 | 1250 | 1300 | max_source_abstraction_ratio | 0.0049148 | [{'constraint': 'max_source_abstraction_ratio', 'actual': 0.9549147975223989, 'target': 0.95, 'operator': '<=', 'violation': 0.004914797522398984, 'scaled_violation': 0.005173471076209457}, {'constraint': 'max_wtw_utilization', 'actual': 0.9514977510577511, 'target': 0.95, 'operator': '<=', 'violation': 0.0014977510577511843, 'scaled_violation': 0.0015765800607907205}] | maximum scale-free violation at first failed capacity | [1250.0, 1300.0] | [[0.0, 1250.0]] | FALSE | 1350 | reclaimed_water_substitution_ratio
694 | 1.3032 | 7.4579 | 0.0040215 | 1050 | 1100 | max_source_abstraction_ratio | 0.0056993 | [{'constraint': 'max_source_abstraction_ratio', 'actual': 0.9556993043252895, 'target': 0.95, 'operator': '<=', 'violation': 0.005699304325289534, 'scaled_violation': 0.005999267710831088}, {'constraint': 'max_wtw_utilization', 'actual': 0.9522794505984605, 'target': 0.95, 'operator': '<=', 'violation': 0.002279450598460575, 'scaled_violation': 0.002399421682590079}] | maximum scale-free violation at first failed capacity | [1050.0, 1100.0] | [[0.0, 1050.0]] | FALSE | 1200 | reclaimed_water_substitution_ratio
695 | 1.2109 | 3.6298 | 0.0036065 | 1050 | 1100 | max_source_abstraction_ratio | 0.0011884 | [{'constraint': 'max_source_abstraction_ratio', 'actual': 0.9511883563174678, 'target': 0.95, 'operator': '<=', 'violation': 0.0011883563174678313, 'scaled_violation': 0.0012509013868082436}] | maximum scale-free violation at first failed capacity | [1050.0, 1100.0] | [[0.0, 1050.0]] | FALSE | 1200 | reclaimed_water_substitution_ratio
696 | 1.2701 | 5.8398 | 0.0053047 | 1050 | 1100 | max_source_abstraction_ratio | 0.004177 | [{'constraint': 'max_source_abstraction_ratio', 'actual': 0.9541769731963237, 'target': 0.95, 'operator': '<=', 'violation': 0.004176973196323708, 'scaled_violation': 0.004396813890867061}, {'constraint': 'max_wtw_utilization', 'actual': 0.9507625669462915, 'target': 0.95, 'operator': '<=', 'violation': 0.0007625669462915097, 'scaled_violation': 0.0008027020487279049}] | maximum scale-free violation at first failed capacity | [1050.0, 1100.0] | [[0.0, 1050.0]] | FALSE | 1200 | reclaimed_water_substitution_ratio
697 | 1.2666 | 4.6008 | 0.0043373 | 1050 | 1100 | max_source_abstraction_ratio | 0.0018466 | [{'constraint': 'max_source_abstraction_ratio', 'actual': 0.9518465613076624, 'target': 0.95, 'operator': '<=', 'violation': 0.0018465613076624754, 'scaled_violation': 0.001943748744907869}] | maximum scale-free violation at first failed capacity | [1050.0, 1100.0] | [[0.0, 1050.0]] | FALSE | 1200 | reclaimed_water_substitution_ratio
698 | 1.3291 | 6.5447 | 0.0066834 | 1000 | 1050 | max_source_abstraction_ratio | 0.0061108 | [{'constraint': 'max_source_abstraction_ratio', 'actual': 0.9561107640382823, 'target': 0.95, 'operator': '<=', 'violation': 0.006110764038282368, 'scaled_violation': 0.006432383198191967}, {'constraint': 'max_wtw_utilization', 'actual': 0.9526894379529128, 'target': 0.95, 'operator': '<=', 'violation': 0.0026894379529128765, 'scaled_violation': 0.0028309873188556594}] | maximum scale-free violation at first failed capacity | [1000.0, 1050.0] | [[0.0, 1000.0]] | FALSE | 1150 | reclaimed_water_substitution_ratio
699 | 1.3292 | 7.0717 | 0.0041137 | 1000 | 1050 | max_source_abstraction_ratio | 0.0013118 | [{'constraint': 'max_source_abstraction_ratio', 'actual': 0.9513117759825664, 'target': 0.95, 'operator': '<=', 'violation': 0.0013117759825664876, 'scaled_violation': 0.0013808168237541977}] | maximum scale-free violation at first failed capacity | [1000.0, 1050.0] | [[0.0, 1000.0]] | FALSE | 1150 | reclaimed_water_substitution_ratio
700 | 1.3211 | 4.402 | 0.0046085 | 1000 | 1050 | max_source_abstraction_ratio | 0.001294 | [{'constraint': 'max_source_abstraction_ratio', 'actual': 0.9512940392473425, 'target': 0.95, 'operator': '<=', 'violation': 0.0012940392473425044, 'scaled_violation': 0.0013621465761500047}] | maximum scale-free violation at first failed capacity | [1000.0, 1050.0] | [[0.0, 1000.0]] | FALSE | 1150 | reclaimed_water_substitution_ratio
701 | 1.2963 | 8.3687 | 0.0054586 | 1050 | 1100 | max_source_abstraction_ratio | 0.0076689 | [{'constraint': 'max_source_abstraction_ratio', 'actual': 0.9576688639653961, 'target': 0.95, 'operator': '<=', 'violation': 0.007668863965396122, 'scaled_violation': 0.008072488384627497}, {'constraint': 'max_wtw_utilization', 'actual': 0.9542419624089362, 'target': 0.95, 'operator': '<=', 'violation': 0.004241962408936262, 'scaled_violation': 0.00446522358835396}] | maximum scale-free violation at first failed capacity | [1050.0, 1100.0] | [[0.0, 1050.0]] | FALSE | 1200 | reclaimed_water_substitution_ratio
702 | 1.1527 | 6.1585 | 0.005492 | 1150 | 1200 | max_source_abstraction_ratio | 0.0039815 | [{'constraint': 'max_source_abstraction_ratio', 'actual': 0.9539814543392501, 'target': 0.95, 'operator': '<=', 'violation': 0.003981454339250123, 'scaled_violation': 0.004191004567631709}, {'constraint': 'max_wtw_utilization', 'actual': 0.9505677477296685, 'target': 0.95, 'operator': '<=', 'violation': 0.0005677477296684996, 'scaled_violation': 0.0005976291891247365}] | maximum scale-free violation at first failed capacity | [1150.0, 1200.0] | [[0.0, 1150.0]] | FALSE | 1350 | reclaimed_water_substitution_ratio
703 | 1.2945 | 6.0919 | 0.0047952 | 1050 | 1100 | max_source_abstraction_ratio | 0.00616 | [{'constraint': 'max_source_abstraction_ratio', 'actual': 0.9561600361966432, 'target': 0.95, 'operator': '<=', 'violation': 0.006160036196643293, 'scaled_violation': 0.006484248628045572}, {'constraint': 'max_wtw_utilization', 'actual': 0.9527385337968477, 'target': 0.95, 'operator': '<=', 'violation': 0.002738533796847742, 'scaled_violation': 0.0028826671545765705}] | maximum scale-free violation at first failed capacity | [1050.0, 1100.0] | [[0.0, 1050.0]] | FALSE | 1200 | reclaimed_water_substitution_ratio
704 | 1.1886 | 6.6041 | 0.0054341 | 1100 | 1150 | max_source_abstraction_ratio | 0.0015523 | [{'constraint': 'max_source_abstraction_ratio', 'actual': 0.9515523060166904, 'target': 0.95, 'operator': '<=', 'violation': 0.0015523060166904301, 'scaled_violation': 0.0016340063333583476}] | maximum scale-free violation at first failed capacity | [1100.0, 1150.0] | [[0.0, 1100.0]] | FALSE | 1300 | reclaimed_water_substitution_ratio
705 | 1.1509 | 8.921 | 0.0046235 | 1150 | 1200 | max_source_abstraction_ratio | 0.0018818 | [{'constraint': 'max_source_abstraction_ratio', 'actual': 0.9518818174659747, 'target': 0.95, 'operator': '<=', 'violation': 0.0018818174659747111, 'scaled_violation': 0.001980860490499696}] | maximum scale-free violation at first failed capacity | [1150.0, 1200.0] | [[0.0, 1150.0]] | FALSE | 1350 | reclaimed_water_substitution_ratio
706 | 1.1626 | 7.276 | 0.0036596 | 1150 | 1200 | max_source_abstraction_ratio | 0.0013773 | [{'constraint': 'max_source_abstraction_ratio', 'actual': 0.9513773394529376, 'target': 0.95, 'operator': '<=', 'violation': 0.0013773394529376093, 'scaled_violation': 0.0014498310030922204}] | maximum scale-free violation at first failed capacity | [1150.0, 1200.0] | [[0.0, 1150.0]] | FALSE | 1350 | reclaimed_water_substitution_ratio
707 | 1.1509 | 6.6695 | 0.0029806 | 1200 | 1250 | max_source_abstraction_ratio | 0.0050184 | [{'constraint': 'max_source_abstraction_ratio', 'actual': 0.9550183658338605, 'target': 0.95, 'operator': '<=', 'violation': 0.005018365833860505, 'scaled_violation': 0.005282490351432111}, {'constraint': 'max_wtw_utilization', 'actual': 0.9516009487626063, 'target': 0.95, 'operator': '<=', 'violation': 0.0016009487626063024, 'scaled_violation': 0.0016852092237961077}] | maximum scale-free violation at first failed capacity | [1200.0, 1250.0] | [[0.0, 1200.0]] | FALSE | 1350 | reclaimed_water_substitution_ratio
708 | 1.2621 | 7.9014 | 0.005067 | 1050 | 1100 | max_source_abstraction_ratio | 0.0027359 | [{'constraint': 'max_source_abstraction_ratio', 'actual': 0.9527359152905233, 'target': 0.95, 'operator': '<=', 'violation': 0.0027359152905233053, 'scaled_violation': 0.002879910832129795}] | maximum scale-free violation at first failed capacity | [1050.0, 1100.0] | [[0.0, 1050.0]] | FALSE | 1250 | reclaimed_water_substitution_ratio
709 | 1.2961 | 5.8898 | 0.0026674 | 1050 | 1100 | max_source_abstraction_ratio | 0.0021811 | [{'constraint': 'max_source_abstraction_ratio', 'actual': 0.9521810798964105, 'target': 0.95, 'operator': '<=', 'violation': 0.002181079896410587, 'scaled_violation': 0.002295873575169039}] | maximum scale-free violation at first failed capacity | [1050.0, 1100.0] | [[0.0, 1050.0]] | FALSE | 1200 | reclaimed_water_substitution_ratio
710 | 1.1517 | 4.2231 | 0.00074693 | 1200 | 1250 | max_source_abstraction_ratio | 0.0010796 | [{'constraint': 'max_source_abstraction_ratio', 'actual': 0.9510795795999215, 'target': 0.95, 'operator': '<=', 'violation': 0.001079579599921554, 'scaled_violation': 0.0011363995788647937}] | maximum scale-free violation at first failed capacity | [1200.0, 1250.0] | [[0.0, 1200.0]] | FALSE | 1300 | reclaimed_water_substitution_ratio
711 | 1.1613 | 6.451 | 0.0076628 | 1100 | 1150 | max_source_abstraction_ratio | 0.0026383 | [{'constraint': 'max_source_abstraction_ratio', 'actual': 0.9526383436652072, 'target': 0.95, 'operator': '<=', 'violation': 0.00263834366520721, 'scaled_violation': 0.0027772038581128527}] | maximum scale-free violation at first failed capacity | [1100.0, 1150.0] | [[0.0, 1100.0]] | FALSE | 1350 | reclaimed_water_substitution_ratio
712 | 1.1214 | 3.2128 | 0.0044522 | 1100 | 1150 | max_source_abstraction_ratio | 0.0051484 | [{'constraint': 'max_source_abstraction_ratio', 'actual': 0.9551483838337609, 'target': 0.95, 'operator': '<=', 'violation': 0.005148383833760928, 'scaled_violation': 0.005419351403958872}, {'constraint': 'max_wtw_utilization', 'actual': 0.951730501508907, 'target': 0.95, 'operator': '<=', 'violation': 0.0017305015089070785, 'scaled_violation': 0.0018215805356916618}] | maximum scale-free violation at first failed capacity | [1100.0, 1150.0] | [[0.0, 1100.0]] | FALSE | 1300 | reclaimed_water_substitution_ratio
713 | 1.132 | 8.4031 | 0.0041143 | 1200 | 1250 | max_source_abstraction_ratio | 0.0049205 | [{'constraint': 'max_source_abstraction_ratio', 'actual': 0.9549205256404139, 'target': 0.95, 'operator': '<=', 'violation': 0.0049205256404138975, 'scaled_violation': 0.005179500674119892}, {'constraint': 'max_wtw_utilization', 'actual': 0.9515034586783925, 'target': 0.95, 'operator': '<=', 'violation': 0.001503458678392522, 'scaled_violation': 0.0015825880825184441}] | maximum scale-free violation at first failed capacity | [1200.0, 1250.0] | [[0.0, 1200.0]] | FALSE | 1350 | reclaimed_water_substitution_ratio
714 | 1.1461 | 4.7843 | 0.0042373 | 1150 | 1200 | max_source_abstraction_ratio | 0.00042133 | [{'constraint': 'max_source_abstraction_ratio', 'actual': 0.9504213343791521, 'target': 0.95, 'operator': '<=', 'violation': 0.00042133437915214955, 'scaled_violation': 0.00044350987279173637}] | maximum scale-free violation at first failed capacity | [1150.0, 1200.0] | [[0.0, 1150.0]] | FALSE | 1350 | reclaimed_water_substitution_ratio
715 | 1.2187 | 8.851 | 0.0013173 | 1150 | 1200 | max_source_abstraction_ratio | 0.0038506 | [{'constraint': 'max_source_abstraction_ratio', 'actual': 0.9538505548738855, 'target': 0.95, 'operator': '<=', 'violation': 0.0038505548738855255, 'scaled_violation': 0.004053215656721606}, {'constraint': 'max_wtw_utilization', 'actual': 0.9504373166721206, 'target': 0.95, 'operator': '<=', 'violation': 0.00043731667212065783, 'scaled_violation': 0.0004603333390743767}] | maximum scale-free violation at first failed capacity | [1150.0, 1200.0] | [[0.0, 1150.0]] | FALSE | 1250 | reclaimed_water_substitution_ratio
716 | 1.2304 | 7.4699 | 0.0067066 | 1050 | 1100 | max_source_abstraction_ratio | 0.0020739 | [{'constraint': 'max_source_abstraction_ratio', 'actual': 0.9520738768585713, 'target': 0.95, 'operator': '<=', 'violation': 0.0020738768585712997, 'scaled_violation': 0.0021830282721803157}] | maximum scale-free violation at first failed capacity | [1050.0, 1100.0] | [[0.0, 1050.0]] | FALSE | 1250 | reclaimed_water_substitution_ratio
717 | 1.1617 | 5.3417 | 0.0047111 | 1150 | 1200 | max_source_abstraction_ratio | 0.0035106 | [{'constraint': 'max_source_abstraction_ratio', 'actual': 0.9535106355308162, 'target': 0.95, 'operator': '<=', 'violation': 0.0035106355308162085, 'scaled_violation': 0.0036954058219117987}, {'constraint': 'max_wtw_utilization', 'actual': 0.9500986136890789, 'target': 0.95, 'operator': '<=', 'violation': 9.86136890789302e-05, 'scaled_violation': 0.00010380388324097916}] | maximum scale-free violation at first failed capacity | [1150.0, 1200.0] | [[0.0, 1150.0]] | FALSE | 1350 | reclaimed_water_substitution_ratio
718 | 1.219 | 3.0846 | 0.0024388 | 1000 | 1050 | max_source_abstraction_ratio | 0.0014907 | [{'constraint': 'max_source_abstraction_ratio', 'actual': 0.9514906720116464, 'target': 0.95, 'operator': '<=', 'violation': 0.0014906720116464323, 'scaled_violation': 0.001569128433312034}] | maximum scale-free violation at first failed capacity | [1000.0, 1050.0] | [[0.0, 1000.0]] | FALSE | 1150 | reclaimed_water_substitution_ratio
719 | 1.142 | 8.0754 | 0.0069335 | 1150 | 1200 | max_source_abstraction_ratio | 0.0056337 | [{'constraint': 'max_source_abstraction_ratio', 'actual': 0.9556336724795936, 'target': 0.95, 'operator': '<=', 'violation': 0.0056336724795936766, 'scaled_violation': 0.005930181557467028}, {'constraint': 'max_wtw_utilization', 'actual': 0.9522140536083424, 'target': 0.95, 'operator': '<=', 'violation': 0.002214053608342481, 'scaled_violation': 0.0023305827456236643}] | maximum scale-free violation at first failed capacity | [1150.0, 1200.0] | [[0.0, 1150.0]] | FALSE | 1350 | reclaimed_water_substitution_ratio
720 | 1.2771 | 7.4296 | 0.0058037 | 1050 | 1100 | max_source_abstraction_ratio | 0.006011 | [{'constraint': 'max_source_abstraction_ratio', 'actual': 0.9560109815410796, 'target': 0.95, 'operator': '<=', 'violation': 0.006010981541079596, 'scaled_violation': 0.006327348990610102}, {'constraint': 'max_wtw_utilization', 'actual': 0.9525900125152406, 'target': 0.95, 'operator': '<=', 'violation': 0.002590012515240603, 'scaled_violation': 0.002726328963411161}] | maximum scale-free violation at first failed capacity | [1050.0, 1100.0] | [[0.0, 1050.0]] | FALSE | 1200 | reclaimed_water_substitution_ratio
721 | 1.1537 | 7.1976 | 0.0067311 | 1150 | 1200 | max_source_abstraction_ratio | 0.0067638 | [{'constraint': 'max_source_abstraction_ratio', 'actual': 0.956763809874128, 'target': 0.95, 'operator': '<=', 'violation': 0.006763809874128057, 'scaled_violation': 0.007119799867503218}, {'constraint': 'max_wtw_utilization', 'actual': 0.9533401469436595, 'target': 0.95, 'operator': '<=', 'violation': 0.003340146943659583, 'scaled_violation': 0.003515944151220614}] | maximum scale-free violation at first failed capacity | [1150.0, 1200.0] | [[0.0, 1150.0]] | FALSE | 1350 | reclaimed_water_substitution_ratio
722 | 1.2569 | 8.8321 | 0.0075906 | 1050 | 1100 | max_source_abstraction_ratio | 0.0070435 | [{'constraint': 'max_source_abstraction_ratio', 'actual': 0.9570434598770432, 'target': 0.95, 'operator': '<=', 'violation': 0.0070434598770432455, 'scaled_violation': 0.007414168291624469}, {'constraint': 'max_wtw_utilization', 'actual': 0.9536187962530508, 'target': 0.95, 'operator': '<=', 'violation': 0.0036187962530508377, 'scaled_violation': 0.0038092592137377243}] | maximum scale-free violation at first failed capacity | [1050.0, 1100.0] | [[0.0, 1050.0]] | FALSE | 1250 | reclaimed_water_substitution_ratio
723 | 1.2662 | 8.3553 | 0.0064402 | 1050 | 1100 | max_source_abstraction_ratio | 0.0059204 | [{'constraint': 'max_source_abstraction_ratio', 'actual': 0.9559203894066932, 'target': 0.95, 'operator': '<=', 'violation': 0.0059203894066932605, 'scaled_violation': 0.006231988849150801}, {'constraint': 'max_wtw_utilization', 'actual': 0.9524997445537893, 'target': 0.95, 'operator': '<=', 'violation': 0.002499744553789318, 'scaled_violation': 0.002631310056620335}] | maximum scale-free violation at first failed capacity | [1050.0, 1100.0] | [[0.0, 1050.0]] | FALSE | 1250 | reclaimed_water_substitution_ratio
724 | 1.2497 | 5.7473 | 0.0013485 | 1100 | 1150 | max_source_abstraction_ratio | 0.00098074 | [{'constraint': 'max_source_abstraction_ratio', 'actual': 0.9509807425796135, 'target': 0.95, 'operator': '<=', 'violation': 0.0009807425796135583, 'scaled_violation': 0.0010323606101195352}] | maximum scale-free violation at first failed capacity | [1100.0, 1150.0] | [[0.0, 1100.0]] | FALSE | 1250 | reclaimed_water_substitution_ratio
725 | 1.1796 | 8.5161 | 0.0058226 | 1100 | 1150 | max_source_abstraction_ratio | 0.0012076 | [{'constraint': 'max_source_abstraction_ratio', 'actual': 0.9512075933172879, 'target': 0.95, 'operator': '<=', 'violation': 0.001207593317287925, 'scaled_violation': 0.001271150860303079}] | maximum scale-free violation at first failed capacity | [1100.0, 1150.0] | [[0.0, 1100.0]] | FALSE | 1300 | reclaimed_water_substitution_ratio
726 | 1.2286 | 5.0431 | 0.0028978 | 1100 | 1150 | max_source_abstraction_ratio | 0.0014716 | [{'constraint': 'max_source_abstraction_ratio', 'actual': 0.9514716215552339, 'target': 0.95, 'operator': '<=', 'violation': 0.0014716215552339484, 'scaled_violation': 0.001549075321298893}] | maximum scale-free violation at first failed capacity | [1100.0, 1150.0] | [[0.0, 1100.0]] | FALSE | 1250 | reclaimed_water_substitution_ratio
727 | 1.1472 | 5.1632 | 0.00188 | 1200 | 1250 | max_source_abstraction_ratio | 0.0020583 | [{'constraint': 'max_source_abstraction_ratio', 'actual': 0.9520582771115573, 'target': 0.95, 'operator': '<=', 'violation': 0.0020582771115573717, 'scaled_violation': 0.002166607485849865}] | maximum scale-free violation at first failed capacity | [1200.0, 1250.0] | [[0.0, 1200.0]] | FALSE | 1350 | reclaimed_water_substitution_ratio
728 | 1.1886 | 6.0372 | 0.0046172 | 1150 | 1200 | max_source_abstraction_ratio | 0.0068971 | [{'constraint': 'max_source_abstraction_ratio', 'actual': 0.9568971240926316, 'target': 0.95, 'operator': '<=', 'violation': 0.006897124092631657, 'scaled_violation': 0.007260130623822797}, {'constraint': 'max_wtw_utilization', 'actual': 0.9534729841134462, 'target': 0.95, 'operator': '<=', 'violation': 0.003472984113446209, 'scaled_violation': 0.00365577275099601}] | maximum scale-free violation at first failed capacity | [1150.0, 1200.0] | [[0.0, 1150.0]] | FALSE | 1300 | reclaimed_water_substitution_ratio
729 | 1.2754 | 4.3275 | 0.0020292 | 1100 | 1150 | max_source_abstraction_ratio | 0.0056598 | [{'constraint': 'max_source_abstraction_ratio', 'actual': 0.9556597756607413, 'target': 0.95, 'operator': '<=', 'violation': 0.005659775660741384, 'scaled_violation': 0.005957658590254089}, {'constraint': 'max_wtw_utilization', 'actual': 0.952240063382431, 'target': 0.95, 'operator': '<=', 'violation': 0.00224006338243099, 'scaled_violation': 0.002357961455190516}] | maximum scale-free violation at first failed capacity | [1100.0, 1150.0] | [[0.0, 1100.0]] | FALSE | 1200 | reclaimed_water_substitution_ratio
730 | 1.2588 | 8.325 | 0.0066896 | 1050 | 1100 | max_source_abstraction_ratio | 0.0055125 | [{'constraint': 'max_source_abstraction_ratio', 'actual': 0.9555125489931251, 'target': 0.95, 'operator': '<=', 'violation': 0.005512548993125144, 'scaled_violation': 0.005802683150658046}, {'constraint': 'max_wtw_utilization', 'actual': 0.9520933635475389, 'target': 0.95, 'operator': '<=', 'violation': 0.0020933635475389734, 'scaled_violation': 0.002203540576356814}] | maximum scale-free violation at first failed capacity | [1050.0, 1100.0] | [[0.0, 1050.0]] | FALSE | 1250 | reclaimed_water_substitution_ratio
731 | 1.1557 | 3.1414 | 0.007983 | 1000 | 1050 | max_source_abstraction_ratio | 0.0036713 | [{'constraint': 'max_source_abstraction_ratio', 'actual': 0.9536713087582838, 'target': 0.95, 'operator': '<=', 'violation': 0.003671308758283809, 'scaled_violation': 0.0038645355350355884}, {'constraint': 'max_wtw_utilization', 'actual': 0.9502587119669433, 'target': 0.95, 'operator': '<=', 'violation': 0.0002587119669433813, 'scaled_violation': 0.00027232838625619084}] | maximum scale-free violation at first failed capacity | [1000.0, 1050.0] | [[0.0, 1000.0]] | FALSE | 1250 | reclaimed_water_substitution_ratio
732 | 1.3366 | 5.2197 | 0.0021844 | 1050 | 1100 | max_source_abstraction_ratio | 0.0061774 | [{'constraint': 'max_source_abstraction_ratio', 'actual': 0.9561773743352198, 'target': 0.95, 'operator': '<=', 'violation': 0.00617737433521981, 'scaled_violation': 0.006502499300231379}, {'constraint': 'max_wtw_utilization', 'actual': 0.9527558098930041, 'target': 0.95, 'operator': '<=', 'violation': 0.0027558098930041686, 'scaled_violation': 0.0029008525189517563}] | maximum scale-free violation at first failed capacity | [1050.0, 1100.0] | [[0.0, 1050.0]] | FALSE | 1150 | reclaimed_water_substitution_ratio
733 | 1.1281 | 7.8201 | 0.0011355 | 1250 | 1300 | max_source_abstraction_ratio | 0.0041108 | [{'constraint': 'max_source_abstraction_ratio', 'actual': 0.954110757828249, 'target': 0.95, 'operator': '<=', 'violation': 0.00411075782824899, 'scaled_violation': 0.004327113503419989}, {'constraint': 'max_wtw_utilization', 'actual': 0.9506965885218581, 'target': 0.95, 'operator': '<=', 'violation': 0.0006965885218581658, 'scaled_violation': 0.0007332510756401745}] | maximum scale-free violation at first failed capacity | [1250.0, 1300.0] | [[0.0, 1250.0]] | FALSE | 1350 | reclaimed_water_substitution_ratio
734 | 1.3481 | 3.7526 | 0.0072266 | 950 | 1000 | max_source_abstraction_ratio | 0.007457 | [{'constraint': 'max_source_abstraction_ratio', 'actual': 0.9574569752058649, 'target': 0.95, 'operator': '<=', 'violation': 0.0074569752058649685, 'scaled_violation': 0.00784944758512102}, {'constraint': 'max_wtw_utilization', 'actual': 0.9540308318675608, 'target': 0.95, 'operator': '<=', 'violation': 0.0040308318675608135, 'scaled_violation': 0.004242980913221909}] | maximum scale-free violation at first failed capacity | [950.0, 1000.0] | [[0.0, 950.0]] | FALSE | 1100 | reclaimed_water_substitution_ratio
735 | 1.2854 | 5.8907 | 0.0042583 | 1050 | 1100 | max_source_abstraction_ratio | 0.0039943 | [{'constraint': 'max_source_abstraction_ratio', 'actual': 0.9539943131584578, 'target': 0.95, 'operator': '<=', 'violation': 0.003994313158457885, 'scaled_violation': 0.004204540166797774}, {'constraint': 'max_wtw_utilization', 'actual': 0.9505805605351557, 'target': 0.95, 'operator': '<=', 'violation': 0.0005805605351557608, 'scaled_violation': 0.0006111163527955377}] | maximum scale-free violation at first failed capacity | [1050.0, 1100.0] | [[0.0, 1050.0]] | FALSE | 1200 | reclaimed_water_substitution_ratio
736 | 1.2354 | 4.7708 | 0.0031279 | 1100 | 1150 | max_source_abstraction_ratio | 0.0028105 | [{'constraint': 'max_source_abstraction_ratio', 'actual': 0.9528104858414409, 'target': 0.95, 'operator': '<=', 'violation': 0.002810485841440946, 'scaled_violation': 0.0029584061488852065}] | maximum scale-free violation at first failed capacity | [1100.0, 1150.0] | [[0.0, 1100.0]] | FALSE | 1250 | reclaimed_water_substitution_ratio
737 | 1.3349 | 5.6056 | 0.0038549 | 1000 | 1050 | max_source_abstraction_ratio | 0.0014888 | [{'constraint': 'max_source_abstraction_ratio', 'actual': 0.9514887901761658, 'target': 0.95, 'operator': '<=', 'violation': 0.0014887901761658773, 'scaled_violation': 0.0015671475538588183}] | maximum scale-free violation at first failed capacity | [1000.0, 1050.0] | [[0.0, 1000.0]] | FALSE | 1150 | reclaimed_water_substitution_ratio
738 | 1.338 | 6.3634 | 0.0013405 | 1050 | 1100 | max_source_abstraction_ratio | 0.0047024 | [{'constraint': 'max_source_abstraction_ratio', 'actual': 0.9547024166926654, 'target': 0.95, 'operator': '<=', 'violation': 0.004702416692665468, 'scaled_violation': 0.004949912308068913}, {'constraint': 'max_wtw_utilization', 'actual': 0.9512861302069867, 'target': 0.95, 'operator': '<=', 'violation': 0.0012861302069867575, 'scaled_violation': 0.0013538212705123764}] | maximum scale-free violation at first failed capacity | [1050.0, 1100.0] | [[0.0, 1050.0]] | FALSE | 1150 | reclaimed_water_substitution_ratio
739 | 1.3361 | 4.4647 | 0.0021234 | 1050 | 1100 | max_source_abstraction_ratio | 0.0059987 | [{'constraint': 'max_source_abstraction_ratio', 'actual': 0.955998671928155, 'target': 0.95, 'operator': '<=', 'violation': 0.005998671928155064, 'scaled_violation': 0.00631439150332112}, {'constraint': 'max_wtw_utilization', 'actual': 0.9525777469507688, 'target': 0.95, 'operator': '<=', 'violation': 0.0025777469507688444, 'scaled_violation': 0.0027134178429145733}] | maximum scale-free violation at first failed capacity | [1050.0, 1100.0] | [[0.0, 1050.0]] | FALSE | 1150 | reclaimed_water_substitution_ratio
740 | 1.1465 | 8.3989 | 0.0063939 | 1150 | 1200 | max_source_abstraction_ratio | 0.0050756 | [{'constraint': 'max_source_abstraction_ratio', 'actual': 0.9550755901576918, 'target': 0.95, 'operator': '<=', 'violation': 0.005075590157691878, 'scaled_violation': 0.005342726481780925}, {'constraint': 'max_wtw_utilization', 'actual': 0.9516579683161546, 'target': 0.95, 'operator': '<=', 'violation': 0.0016579683161546122, 'scaled_violation': 0.0017452298064785392}] | maximum scale-free violation at first failed capacity | [1150.0, 1200.0] | [[0.0, 1150.0]] | FALSE | 1350 | reclaimed_water_substitution_ratio
741 | 1.2606 | 5.3094 | 0.0071561 | 1050 | 1100 | max_source_abstraction_ratio | 0.0066377 | [{'constraint': 'max_source_abstraction_ratio', 'actual': 0.9566377255676364, 'target': 0.95, 'operator': '<=', 'violation': 0.006637725567636421, 'scaled_violation': 0.006987079544880444}, {'constraint': 'max_wtw_utilization', 'actual': 0.9532145138145242, 'target': 0.95, 'operator': '<=', 'violation': 0.0032145138145242003, 'scaled_violation': 0.003383698752130737}] | maximum scale-free violation at first failed capacity | [1050.0, 1100.0] | [[0.0, 1050.0]] | FALSE | 1250 | reclaimed_water_substitution_ratio
742 | 1.2884 | 5.5104 | 0.0048937 | 1050 | 1100 | max_source_abstraction_ratio | 0.0056023 | [{'constraint': 'max_source_abstraction_ratio', 'actual': 0.9556022615202524, 'target': 0.95, 'operator': '<=', 'violation': 0.0056022615202524495, 'scaled_violation': 0.005897117389739421}, {'constraint': 'max_wtw_utilization', 'actual': 0.9521827550492988, 'target': 0.95, 'operator': '<=', 'violation': 0.002182755049298879, 'scaled_violation': 0.00229763689399882}] | maximum scale-free violation at first failed capacity | [1050.0, 1100.0] | [[0.0, 1050.0]] | FALSE | 1200 | reclaimed_water_substitution_ratio
743 | 1.1254 | 8.2961 | 0.0020609 | 1250 | 1300 | max_source_abstraction_ratio | 0.005868 | [{'constraint': 'max_source_abstraction_ratio', 'actual': 0.9558680270619, 'target': 0.95, 'operator': '<=', 'violation': 0.0058680270619000385, 'scaled_violation': 0.006176870591473725}, {'constraint': 'max_wtw_utilization', 'actual': 0.9524475695812785, 'target': 0.95, 'operator': '<=', 'violation': 0.0024475695812785636, 'scaled_violation': 0.002576389032924804}] | maximum scale-free violation at first failed capacity | [1250.0, 1300.0] | [[0.0, 1250.0]] | FALSE | 1350 | reclaimed_water_substitution_ratio
744 | 1.1406 | 3.9386 | 0.0057168 | 1150 | 1200 | max_source_abstraction_ratio | 0.0068342 | [{'constraint': 'max_source_abstraction_ratio', 'actual': 0.9568342361056409, 'target': 0.95, 'operator': '<=', 'violation': 0.006834236105640934, 'scaled_violation': 0.0071939327427799305}, {'constraint': 'max_wtw_utilization', 'actual': 0.9534103211634682, 'target': 0.95, 'operator': '<=', 'violation': 0.0034103211634682884, 'scaled_violation': 0.003589811751019251}] | maximum scale-free violation at first failed capacity | [1150.0, 1200.0] | [[0.0, 1150.0]] | FALSE | 1350 | reclaimed_water_substitution_ratio
745 | 1.3011 | 8.3068 | 0.0062758 | 1000 | 1050 | max_source_abstraction_ratio | 0.0020828 | [{'constraint': 'max_source_abstraction_ratio', 'actual': 0.9520828343135113, 'target': 0.95, 'operator': '<=', 'violation': 0.002082834313511306, 'scaled_violation': 0.0021924571721171644}] | maximum scale-free violation at first failed capacity | [1000.0, 1050.0] | [[0.0, 1000.0]] | FALSE | 1200 | reclaimed_water_substitution_ratio
746 | 1.3194 | 3.1601 | 0.0054588 | 900 | 950 | max_source_abstraction_ratio | 0.0018946 | [{'constraint': 'max_source_abstraction_ratio', 'actual': 0.9518945674152391, 'target': 0.95, 'operator': '<=', 'violation': 0.00189456741523919, 'scaled_violation': 0.0019942814897254634}] | maximum scale-free violation at first failed capacity | [900.0, 950.0] | [[0.0, 900.0]] | FALSE | 1100 | reclaimed_water_substitution_ratio
747 | 1.1872 | 6.0474 | 0.0058658 | 1100 | 1150 | max_source_abstraction_ratio | 0.0022627 | [{'constraint': 'max_source_abstraction_ratio', 'actual': 0.9522627072163043, 'target': 0.95, 'operator': '<=', 'violation': 0.0022627072163043938, 'scaled_violation': 0.0023817970697940986}] | maximum scale-free violation at first failed capacity | [1100.0, 1150.0] | [[0.0, 1100.0]] | FALSE | 1300 | reclaimed_water_substitution_ratio
748 | 1.139 | 5.1359 | 0.0069406 | 1150 | 1200 | max_source_abstraction_ratio | 0.0052444 | [{'constraint': 'max_source_abstraction_ratio', 'actual': 0.9552443749950238, 'target': 0.95, 'operator': '<=', 'violation': 0.005244374995023837, 'scaled_violation': 0.005520394731604039}, {'constraint': 'max_wtw_utilization', 'actual': 0.9518261491774739, 'target': 0.95, 'operator': '<=', 'violation': 0.0018261491774739236, 'scaled_violation': 0.0019222622920778143}] | maximum scale-free violation at first failed capacity | [1150.0, 1200.0] | [[0.0, 1150.0]] | FALSE | 1350 | reclaimed_water_substitution_ratio
749 | 1.2533 | 4.9783 | 0.0052882 | 1050 | 1100 | max_source_abstraction_ratio | 0.002095 | [{'constraint': 'max_source_abstraction_ratio', 'actual': 0.9520949705304732, 'target': 0.95, 'operator': '<=', 'violation': 0.00209497053047325, 'scaled_violation': 0.0022052321373402634}] | maximum scale-free violation at first failed capacity | [1050.0, 1100.0] | [[0.0, 1050.0]] | FALSE | 1250 | reclaimed_water_substitution_ratio
750 | 1.1274 | 6.74 | 0.0067287 | 1150 | 1200 | max_source_abstraction_ratio | 0.0032576 | [{'constraint': 'max_source_abstraction_ratio', 'actual': 0.953257601630765, 'target': 0.95, 'operator': '<=', 'violation': 0.00325760163076505, 'scaled_violation': 0.003429054348173737}] | maximum scale-free violation at first failed capacity | [1150.0, 1200.0] | [[0.0, 1150.0]] | FALSE | 1400 | reclaimed_water_substitution_ratio
751 | 1.2463 | 4.0145 | 0.0024025 | 1100 | 1150 | max_source_abstraction_ratio | 0.0058208 | [{'constraint': 'max_source_abstraction_ratio', 'actual': 0.9558208410630822, 'target': 0.95, 'operator': '<=', 'violation': 0.005820841063082227, 'scaled_violation': 0.006127201119033924}, {'constraint': 'max_wtw_utilization', 'actual': 0.9524005524318186, 'target': 0.95, 'operator': '<=', 'violation': 0.002400552431818692, 'scaled_violation': 0.002526897296651255}] | maximum scale-free violation at first failed capacity | [1100.0, 1150.0] | [[0.0, 1100.0]] | FALSE | 1200 | reclaimed_water_substitution_ratio
752 | 1.3017 | 6.7582 | 0.0016259 | 1050 | 1100 | max_source_abstraction_ratio | 0.00082886 | [{'constraint': 'max_source_abstraction_ratio', 'actual': 0.9508288599723324, 'target': 0.95, 'operator': '<=', 'violation': 0.0008288599723323964, 'scaled_violation': 0.0008724841814025225}] | maximum scale-free violation at first failed capacity | [1050.0, 1100.0] | [[0.0, 1050.0]] | FALSE | 1200 | reclaimed_water_substitution_ratio
753 | 1.1682 | 8.9452 | 0.0055906 | 1150 | 1200 | max_source_abstraction_ratio | 0.0062586 | [{'constraint': 'max_source_abstraction_ratio', 'actual': 0.956258578120645, 'target': 0.95, 'operator': '<=', 'violation': 0.006258578120645009, 'scaled_violation': 0.006587976969100009}, {'constraint': 'max_wtw_utilization', 'actual': 0.9528367231005592, 'target': 0.95, 'operator': '<=', 'violation': 0.0028367231005592686, 'scaled_violation': 0.0029860243163781774}] | maximum scale-free violation at first failed capacity | [1150.0, 1200.0] | [[0.0, 1150.0]] | FALSE | 1350 | reclaimed_water_substitution_ratio
754 | 1.2451 | 8.1935 | 0.00095954 | 1150 | 1200 | max_source_abstraction_ratio | 0.0066007 | [{'constraint': 'max_source_abstraction_ratio', 'actual': 0.9566006702179938, 'target': 0.95, 'operator': '<=', 'violation': 0.00660067021799382, 'scaled_violation': 0.006948073913677706}, {'constraint': 'max_wtw_utilization', 'actual': 0.9531775910629433, 'target': 0.95, 'operator': '<=', 'violation': 0.0031775910629433524, 'scaled_violation': 0.003344832697835108}] | maximum scale-free violation at first failed capacity | [1150.0, 1200.0] | [[0.0, 1150.0]] | FALSE | 1250 | reclaimed_water_substitution_ratio
755 | 1.3048 | 7.3966 | 0.001584 | 1050 | 1100 | max_source_abstraction_ratio | 0.0011213 | [{'constraint': 'max_source_abstraction_ratio', 'actual': 0.9511213224021123, 'target': 0.95, 'operator': '<=', 'violation': 0.001121322402112379, 'scaled_violation': 0.0011803393706446097}] | maximum scale-free violation at first failed capacity | [1050.0, 1100.0] | [[0.0, 1050.0]] | FALSE | 1200 | reclaimed_water_substitution_ratio
756 | 1.3576 | 3.7384 | 0.0061879 | 950 | 1000 | max_source_abstraction_ratio | 0.0068244 | [{'constraint': 'max_source_abstraction_ratio', 'actual': 0.9568244440371211, 'target': 0.95, 'operator': '<=', 'violation': 0.006824444037121125, 'scaled_violation': 0.007183625302232763}, {'constraint': 'max_wtw_utilization', 'actual': 0.9534005641346747, 'target': 0.95, 'operator': '<=', 'violation': 0.0034005641346747106, 'scaled_violation': 0.0035795411943944323}] | maximum scale-free violation at first failed capacity | [950.0, 1000.0] | [[0.0, 950.0]] | FALSE | 1100 | reclaimed_water_substitution_ratio
757 | 1.2017 | 4.4371 | 0.0042415 | 1100 | 1150 | max_source_abstraction_ratio | 0.00078681 | [{'constraint': 'max_source_abstraction_ratio', 'actual': 0.9507868071707273, 'target': 0.95, 'operator': '<=', 'violation': 0.0007868071707273216, 'scaled_violation': 0.0008282180744498123}] | maximum scale-free violation at first failed capacity | [1100.0, 1150.0] | [[0.0, 1100.0]] | FALSE | 1300 | reclaimed_water_substitution_ratio
758 | 1.3238 | 3.4082 | 0.0025787 | 950 | 1000 | max_source_abstraction_ratio | 0.00091234 | [{'constraint': 'max_source_abstraction_ratio', 'actual': 0.9509123357777859, 'target': 0.95, 'operator': '<=', 'violation': 0.0009123357777859331, 'scaled_violation': 0.0009603534503009823}] | maximum scale-free violation at first failed capacity | [950.0, 1000.0] | [[0.0, 950.0]] | FALSE | 1100 | reclaimed_water_substitution_ratio
759 | 1.3387 | 7.2477 | 0.0074247 | 950 | 1000 | max_source_abstraction_ratio | 0.00051841 | [{'constraint': 'max_source_abstraction_ratio', 'actual': 0.9505184125010125, 'target': 0.95, 'operator': '<=', 'violation': 0.0005184125010125884, 'scaled_violation': 0.0005456973694869352}] | maximum scale-free violation at first failed capacity | [950.0, 1000.0] | [[0.0, 950.0]] | FALSE | 1150 | reclaimed_water_substitution_ratio
760 | 1.2581 | 5.1425 | 0.0017288 | 1100 | 1150 | max_source_abstraction_ratio | 0.0028428 | [{'constraint': 'max_source_abstraction_ratio', 'actual': 0.9528428248568114, 'target': 0.95, 'operator': '<=', 'violation': 0.002842824856811421, 'scaled_violation': 0.002992447217696233}] | maximum scale-free violation at first failed capacity | [1100.0, 1150.0] | [[0.0, 1100.0]] | FALSE | 1200 | reclaimed_water_substitution_ratio
761 | 1.1381 | 5.8143 | 0.0017956 | 1200 | 1250 | max_source_abstraction_ratio | 0.00061469 | [{'constraint': 'max_source_abstraction_ratio', 'actual': 0.9506146888988994, 'target': 0.95, 'operator': '<=', 'violation': 0.0006146888988994847, 'scaled_violation': 0.0006470409462099839}] | maximum scale-free violation at first failed capacity | [1200.0, 1250.0] | [[0.0, 1200.0]] | FALSE | 1350 | reclaimed_water_substitution_ratio
762 | 1.3035 | 4.2617 | 0.0065772 | 1000 | 1050 | max_source_abstraction_ratio | 0.0034868 | [{'constraint': 'max_source_abstraction_ratio', 'actual': 0.953486782378018, 'target': 0.95, 'operator': '<=', 'violation': 0.0034867823780180274, 'scaled_violation': 0.0036702972400189764}, {'constraint': 'max_wtw_utilization', 'actual': 0.950074845891887, 'target': 0.95, 'operator': '<=', 'violation': 7.484589188699875e-05, 'scaled_violation': 7.878514935473553e-05}] | maximum scale-free violation at first failed capacity | [1000.0, 1050.0] | [[0.0, 1000.0]] | FALSE | 1200 | reclaimed_water_substitution_ratio
763 | 1.3024 | 4.0283 | 0.0069493 | 1000 | 1050 | max_source_abstraction_ratio | 0.0064673 | [{'constraint': 'max_source_abstraction_ratio', 'actual': 0.9564672906548283, 'target': 0.95, 'operator': '<=', 'violation': 0.006467290654828317, 'scaled_violation': 0.006807674373503492}, {'constraint': 'max_wtw_utilization', 'actual': 0.9530446887823231, 'target': 0.95, 'operator': '<=', 'violation': 0.003044688782323113, 'scaled_violation': 0.003204935560340119}] | maximum scale-free violation at first failed capacity | [1000.0, 1050.0] | [[0.0, 1000.0]] | FALSE | 1150 | reclaimed_water_substitution_ratio
764 | 1.1852 | 3.5001 | 0.0065939 | 1050 | 1100 | max_source_abstraction_ratio | 0.005961 | [{'constraint': 'max_source_abstraction_ratio', 'actual': 0.9559609952403278, 'target': 0.95, 'operator': '<=', 'violation': 0.005960995240327893, 'scaled_violation': 0.006274731831924099}, {'constraint': 'max_wtw_utilization', 'actual': 0.9525402050843869, 'target': 0.95, 'operator': '<=', 'violation': 0.002540205084386904, 'scaled_violation': 0.00267390008882832}] | maximum scale-free violation at first failed capacity | [1050.0, 1100.0] | [[0.0, 1050.0]] | FALSE | 1250 | reclaimed_water_substitution_ratio
765 | 1.2199 | 8.6947 | 0.006471 | 1050 | 1100 | max_source_abstraction_ratio | 0.00032328 | [{'constraint': 'max_source_abstraction_ratio', 'actual': 0.9503232804612183, 'target': 0.95, 'operator': '<=', 'violation': 0.00032328046121832266, 'scaled_violation': 0.0003402952223350765}] | maximum scale-free violation at first failed capacity | [1050.0, 1100.0] | [[0.0, 1050.0]] | FALSE | 1300 | reclaimed_water_substitution_ratio
766 | 1.2803 | 7.2157 | 0.003152 | 1050 | 1100 | max_source_abstraction_ratio | 0.0011984 | [{'constraint': 'max_source_abstraction_ratio', 'actual': 0.9511983658119241, 'target': 0.95, 'operator': '<=', 'violation': 0.001198365811924118, 'scaled_violation': 0.0012614376967622295}] | maximum scale-free violation at first failed capacity | [1050.0, 1100.0] | [[0.0, 1050.0]] | FALSE | 1200 | reclaimed_water_substitution_ratio
767 | 1.2082 | 3.533 | 0.0011724 | 1100 | 1150 | max_source_abstraction_ratio | 0.0043794 | [{'constraint': 'max_source_abstraction_ratio', 'actual': 0.954379449489308, 'target': 0.95, 'operator': '<=', 'violation': 0.004379449489308018, 'scaled_violation': 0.004609946830850546}, {'constraint': 'max_wtw_utilization', 'actual': 0.9509643187024868, 'target': 0.95, 'operator': '<=', 'violation': 0.0009643187024868105, 'scaled_violation': 0.001015072318407169}] | maximum scale-free violation at first failed capacity | [1100.0, 1150.0] | [[0.0, 1100.0]] | FALSE | 1200 | reclaimed_water_substitution_ratio
768 | 1.1409 | 6.0081 | 0.0014693 | 1200 | 1250 | max_source_abstraction_ratio | 0.00027041 | [{'constraint': 'max_source_abstraction_ratio', 'actual': 0.9502704074704231, 'target': 0.95, 'operator': '<=', 'violation': 0.0002704074704231729, 'scaled_violation': 0.00028463944255070837}] | maximum scale-free violation at first failed capacity | [1200.0, 1250.0] | [[0.0, 1200.0]] | FALSE | 1350 | reclaimed_water_substitution_ratio
769 | 1.1669 | 5.9527 | 0.0017987 | 1200 | 1250 | max_source_abstraction_ratio | 0.0046172 | [{'constraint': 'max_source_abstraction_ratio', 'actual': 0.9546171638273421, 'target': 0.95, 'operator': '<=', 'violation': 0.004617163827342119, 'scaled_violation': 0.004860172449833809}, {'constraint': 'max_wtw_utilization', 'actual': 0.9512011824086734, 'target': 0.95, 'operator': '<=', 'violation': 0.0012011824086733958, 'scaled_violation': 0.0012644025354456797}] | maximum scale-free violation at first failed capacity | [1200.0, 1250.0] | [[0.0, 1200.0]] | FALSE | 1300 | reclaimed_water_substitution_ratio
770 | 1.1781 | 7.5925 | 0.0075227 | 1100 | 1150 | max_source_abstraction_ratio | 0.0044902 | [{'constraint': 'max_source_abstraction_ratio', 'actual': 0.9544902266885689, 'target': 0.95, 'operator': '<=', 'violation': 0.00449022668856891, 'scaled_violation': 0.004726554409019906}, {'constraint': 'max_wtw_utilization', 'actual': 0.951074699499013, 'target': 0.95, 'operator': '<=', 'violation': 0.0010746994990130654, 'scaled_violation': 0.0011312626305400688}] | maximum scale-free violation at first failed capacity | [1100.0, 1150.0] | [[0.0, 1100.0]] | FALSE | 1300 | reclaimed_water_substitution_ratio
771 | 1.169 | 8.6864 | 0.0011242 | 1200 | 1250 | max_source_abstraction_ratio | 0.0034039 | [{'constraint': 'max_source_abstraction_ratio', 'actual': 0.9534039468567373, 'target': 0.95, 'operator': '<=', 'violation': 0.0034039468567373943, 'scaled_violation': 0.003583101954460415}] | maximum scale-free violation at first failed capacity | [1200.0, 1250.0] | [[0.0, 1200.0]] | FALSE | 1300 | reclaimed_water_substitution_ratio
772 | 1.2853 | 3.6419 | 0.0079429 | 950 | 1000 | max_source_abstraction_ratio | 0.0030205 | [{'constraint': 'max_source_abstraction_ratio', 'actual': 0.9530205073120144, 'target': 0.95, 'operator': '<=', 'violation': 0.00302050731201442, 'scaled_violation': 0.0031794813810678106}] | maximum scale-free violation at first failed capacity | [950.0, 1000.0] | [[0.0, 950.0]] | FALSE | 1150 | reclaimed_water_substitution_ratio
773 | 1.3069 | 4.7789 | 0.0041863 | 1050 | 1100 | max_source_abstraction_ratio | 0.006474 | [{'constraint': 'max_source_abstraction_ratio', 'actual': 0.9564740189042686, 'target': 0.95, 'operator': '<=', 'violation': 0.006474018904268686, 'scaled_violation': 0.006814756741335459}, {'constraint': 'max_wtw_utilization', 'actual': 0.953051392955541, 'target': 0.95, 'operator': '<=', 'violation': 0.0030513929555410213, 'scaled_violation': 0.0032119925847800225}] | maximum scale-free violation at first failed capacity | [1050.0, 1100.0] | [[0.0, 1050.0]] | FALSE | 1200 | reclaimed_water_substitution_ratio
774 | 1.2675 | 3.6778 | 0.0078068 | 950 | 1000 | max_source_abstraction_ratio | 0.00021704 | [{'constraint': 'max_source_abstraction_ratio', 'actual': 0.9502170376319238, 'target': 0.95, 'operator': '<=', 'violation': 0.00021703763192382208, 'scaled_violation': 0.00022846066518297063}] | maximum scale-free violation at first failed capacity | [950.0, 1000.0] | [[0.0, 950.0]] | FALSE | 1200 | reclaimed_water_substitution_ratio
775 | 1.2087 | 7.9637 | 0.0071251 | 1050 | 1100 | max_source_abstraction_ratio | 0.00024619 | [{'constraint': 'max_source_abstraction_ratio', 'actual': 0.9502461860312783, 'target': 0.95, 'operator': '<=', 'violation': 0.00024618603127835037, 'scaled_violation': 0.00025914319081931617}] | maximum scale-free violation at first failed capacity | [1050.0, 1100.0] | [[0.0, 1050.0]] | FALSE | 1300 | reclaimed_water_substitution_ratio
776 | 1.306 | 6.5812 | 0.0055477 | 1000 | 1050 | max_source_abstraction_ratio | 0.0012877 | [{'constraint': 'max_source_abstraction_ratio', 'actual': 0.9512877011253407, 'target': 0.95, 'operator': '<=', 'violation': 0.0012877011253407122, 'scaled_violation': 0.0013554748687796972}] | maximum scale-free violation at first failed capacity | [1000.0, 1050.0] | [[0.0, 1000.0]] | FALSE | 1200 | reclaimed_water_substitution_ratio
777 | 1.209 | 7.2067 | 0.0034997 | 1100 | 1150 | max_source_abstraction_ratio | 0.00020231 | [{'constraint': 'max_source_abstraction_ratio', 'actual': 0.9502023118158325, 'target': 0.95, 'operator': '<=', 'violation': 0.00020231181583252322, 'scaled_violation': 0.00021295980613949815}] | maximum scale-free violation at first failed capacity | [1100.0, 1150.0] | [[0.0, 1100.0]] | FALSE | 1300 | reclaimed_water_substitution_ratio
778 | 1.1448 | 7.9581 | 0.0076869 | 1100 | 1150 | max_source_abstraction_ratio | 0.00057925 | [{'constraint': 'max_source_abstraction_ratio', 'actual': 0.9505792534952322, 'target': 0.95, 'operator': '<=', 'violation': 0.0005792534952322459, 'scaled_violation': 0.000609740521297101}] | maximum scale-free violation at first failed capacity | [1100.0, 1150.0] | [[0.0, 1100.0]] | FALSE | 1350 | reclaimed_water_substitution_ratio
779 | 1.1417 | 4.2481 | 0.0023809 | 1200 | 1250 | max_source_abstraction_ratio | 0.0031055 | [{'constraint': 'max_source_abstraction_ratio', 'actual': 0.9531055145157182, 'target': 0.95, 'operator': '<=', 'violation': 0.0031055145157182773, 'scaled_violation': 0.0032689626481245027}] | maximum scale-free violation at first failed capacity | [1200.0, 1250.0] | [[0.0, 1200.0]] | FALSE | 1350 | reclaimed_water_substitution_ratio
780 | 1.1274 | 4.64 | 0.0054581 | 1150 | 1200 | max_source_abstraction_ratio | 0.00053596 | [{'constraint': 'max_source_abstraction_ratio', 'actual': 0.9505359579205938, 'target': 0.95, 'operator': '<=', 'violation': 0.0005359579205937992, 'scaled_violation': 0.0005641662322039991}] | maximum scale-free violation at first failed capacity | [1150.0, 1200.0] | [[0.0, 1150.0]] | FALSE | 1400 | reclaimed_water_substitution_ratio
781 | 1.3281 | 7.1503 | 0.0071591 | 1000 | 1050 | max_source_abstraction_ratio | 0.006886 | [{'constraint': 'max_source_abstraction_ratio', 'actual': 0.9568860180655567, 'target': 0.95, 'operator': '<=', 'violation': 0.006886018065556776, 'scaled_violation': 0.0072484400690071326}, {'constraint': 'max_wtw_utilization', 'actual': 0.9534619178279384, 'target': 0.95, 'operator': '<=', 'violation': 0.0034619178279384766, 'scaled_violation': 0.0036441240294089227}] | maximum scale-free violation at first failed capacity | [1000.0, 1050.0] | [[0.0, 1000.0]] | FALSE | 1150 | reclaimed_water_substitution_ratio
782 | 1.1965 | 8.1966 | 0.0039983 | 1150 | 1200 | max_source_abstraction_ratio | 0.0066227 | [{'constraint': 'max_source_abstraction_ratio', 'actual': 0.9566227060940383, 'target': 0.95, 'operator': '<=', 'violation': 0.006622706094038366, 'scaled_violation': 0.006971269572671965}, {'constraint': 'max_wtw_utilization', 'actual': 0.9531995480862856, 'target': 0.95, 'operator': '<=', 'violation': 0.003199548086285642, 'scaled_violation': 0.0033679453539848863}] | maximum scale-free violation at first failed capacity | [1150.0, 1200.0] | [[0.0, 1150.0]] | FALSE | 1300 | reclaimed_water_substitution_ratio
783 | 1.2755 | 7.3737 | 0.0070672 | 1000 | 1050 | max_source_abstraction_ratio | 0.00057912 | [{'constraint': 'max_source_abstraction_ratio', 'actual': 0.9505791201394801, 'target': 0.95, 'operator': '<=', 'violation': 0.0005791201394801382, 'scaled_violation': 0.0006096001468211981}] | maximum scale-free violation at first failed capacity | [1000.0, 1050.0] | [[0.0, 1000.0]] | FALSE | 1200 | reclaimed_water_substitution_ratio
784 | 1.2838 | 5.6816 | 0.0040863 | 1050 | 1100 | max_source_abstraction_ratio | 0.0034597 | [{'constraint': 'max_source_abstraction_ratio', 'actual': 0.9534597429939464, 'target': 0.95, 'operator': '<=', 'violation': 0.0034597429939464686, 'scaled_violation': 0.003641834730469967}, {'constraint': 'max_wtw_utilization', 'actual': 0.9500479032649627, 'target': 0.95, 'operator': '<=', 'violation': 4.790326496273423e-05, 'scaled_violation': 5.0424489434457085e-05}] | maximum scale-free violation at first failed capacity | [1050.0, 1100.0] | [[0.0, 1050.0]] | FALSE | 1200 | reclaimed_water_substitution_ratio
785 | 1.1904 | 4.7229 | 0.0056955 | 1100 | 1150 | max_source_abstraction_ratio | 0.0023258 | [{'constraint': 'max_source_abstraction_ratio', 'actual': 0.9523258040868352, 'target': 0.95, 'operator': '<=', 'violation': 0.002325804086835248, 'scaled_violation': 0.0024482148282476295}] | maximum scale-free violation at first failed capacity | [1100.0, 1150.0] | [[0.0, 1100.0]] | FALSE | 1300 | reclaimed_water_substitution_ratio
786 | 1.1338 | 8.0251 | 0.0071549 | 1150 | 1200 | max_source_abstraction_ratio | 0.0050219 | [{'constraint': 'max_source_abstraction_ratio', 'actual': 0.955021921191785, 'target': 0.95, 'operator': '<=', 'violation': 0.005021921191785017, 'scaled_violation': 0.005286232833457913}, {'constraint': 'max_wtw_utilization', 'actual': 0.9516044913981148, 'target': 0.95, 'operator': '<=', 'violation': 0.0016044913981148046, 'scaled_violation': 0.0016889383138050575}] | maximum scale-free violation at first failed capacity | [1150.0, 1200.0] | [[0.0, 1150.0]] | FALSE | 1350 | reclaimed_water_substitution_ratio
787 | 1.1905 | 3.9896 | 0.0028895 | 1150 | 1200 | max_source_abstraction_ratio | 0.0068569 | [{'constraint': 'max_source_abstraction_ratio', 'actual': 0.9568568814881933, 'target': 0.95, 'operator': '<=', 'violation': 0.0068568814881933005, 'scaled_violation': 0.0072177699875718955}, {'constraint': 'max_wtw_utilization', 'actual': 0.9534328855122732, 'target': 0.95, 'operator': '<=', 'violation': 0.003432885512273276, 'scaled_violation': 0.0036135636971297643}] | maximum scale-free violation at first failed capacity | [1150.0, 1200.0] | [[0.0, 1150.0]] | FALSE | 1250 | reclaimed_water_substitution_ratio
788 | 1.2938 | 7.3697 | 0.0020861 | 1050 | 1100 | max_source_abstraction_ratio | 0.00076587 | [{'constraint': 'max_source_abstraction_ratio', 'actual': 0.9507658710461783, 'target': 0.95, 'operator': '<=', 'violation': 0.0007658710461783125, 'scaled_violation': 0.00080618004860875}] | maximum scale-free violation at first failed capacity | [1050.0, 1100.0] | [[0.0, 1050.0]] | FALSE | 1200 | reclaimed_water_substitution_ratio
789 | 1.1781 | 6.4521 | 0.0036787 | 1150 | 1200 | max_source_abstraction_ratio | 0.0034829 | [{'constraint': 'max_source_abstraction_ratio', 'actual': 0.9534829034056097, 'target': 0.95, 'operator': '<=', 'violation': 0.0034829034056097496, 'scaled_violation': 0.0036662141111681577}, {'constraint': 'max_wtw_utilization', 'actual': 0.9500709807999096, 'target': 0.95, 'operator': '<=', 'violation': 7.09807999096368e-05, 'scaled_violation': 7.471663148382821e-05}] | maximum scale-free violation at first failed capacity | [1150.0, 1200.0] | [[0.0, 1150.0]] | FALSE | 1300 | reclaimed_water_substitution_ratio
790 | 1.2127 | 3.3909 | 0.004071 | 1050 | 1100 | max_source_abstraction_ratio | 0.0060347 | [{'constraint': 'max_source_abstraction_ratio', 'actual': 0.9560346641909673, 'target': 0.95, 'operator': '<=', 'violation': 0.00603466419096732, 'scaled_violation': 0.006352278095755074}, {'constraint': 'max_wtw_utilization', 'actual': 0.9526136104196461, 'target': 0.95, 'operator': '<=', 'violation': 0.0026136104196461396, 'scaled_violation': 0.0027511688627854104}] | maximum scale-free violation at first failed capacity | [1050.0, 1100.0] | [[0.0, 1050.0]] | FALSE | 1200 | reclaimed_water_substitution_ratio
791 | 1.2506 | 4.9099 | 0.0052117 | 1050 | 1100 | max_source_abstraction_ratio | 0.0016148 | [{'constraint': 'max_source_abstraction_ratio', 'actual': 0.9516148304522736, 'target': 0.95, 'operator': '<=', 'violation': 0.001614830452273619, 'scaled_violation': 0.0016998215287090726}] | maximum scale-free violation at first failed capacity | [1050.0, 1100.0] | [[0.0, 1050.0]] | FALSE | 1250 | reclaimed_water_substitution_ratio
792 | 1.2498 | 7.4133 | 0.0022904 | 1100 | 1150 | max_source_abstraction_ratio | 0.0029312 | [{'constraint': 'max_source_abstraction_ratio', 'actual': 0.9529311921432564, 'target': 0.95, 'operator': '<=', 'violation': 0.0029311921432564336, 'scaled_violation': 0.003085465413954141}] | maximum scale-free violation at first failed capacity | [1100.0, 1150.0] | [[0.0, 1100.0]] | FALSE | 1250 | reclaimed_water_substitution_ratio
793 | 1.3299 | 6.3442 | 0.0033368 | 1050 | 1100 | max_source_abstraction_ratio | 0.0076166 | [{'constraint': 'max_source_abstraction_ratio', 'actual': 0.9576165747332188, 'target': 0.95, 'operator': '<=', 'violation': 0.007616574733218862, 'scaled_violation': 0.008017447087598802}, {'constraint': 'max_wtw_utilization', 'actual': 0.9541898602874168, 'target': 0.95, 'operator': '<=', 'violation': 0.004189860287416858, 'scaled_violation': 0.004410379249912482}] | maximum scale-free violation at first failed capacity | [1050.0, 1100.0] | [[0.0, 1050.0]] | FALSE | 1150 | reclaimed_water_substitution_ratio
794 | 1.3523 | 7.0296 | 0.0062259 | 1000 | 1050 | max_source_abstraction_ratio | 0.0079563 | [{'constraint': 'max_source_abstraction_ratio', 'actual': 0.9579562861458344, 'target': 0.95, 'operator': '<=', 'violation': 0.007956286145834435, 'scaled_violation': 0.008375038048246774}, {'constraint': 'max_wtw_utilization', 'actual': 0.9545283560840586, 'target': 0.95, 'operator': '<=', 'violation': 0.00452835608405866, 'scaled_violation': 0.00476669061479859}] | maximum scale-free violation at first failed capacity | [1000.0, 1050.0] | [[0.0, 1000.0]] | FALSE | 1150 | reclaimed_water_substitution_ratio
795 | 1.3432 | 5.5518 | 0.0018208 | 1050 | 1100 | max_source_abstraction_ratio | 0.0062695 | [{'constraint': 'max_source_abstraction_ratio', 'actual': 0.9562694797003768, 'target': 0.95, 'operator': '<=', 'violation': 0.006269479700376834, 'scaled_violation': 0.006599452316186142}, {'constraint': 'max_wtw_utilization', 'actual': 0.9528475856703138, 'target': 0.95, 'operator': '<=', 'violation': 0.002847585670313846, 'scaled_violation': 0.002997458600330364}] | maximum scale-free violation at first failed capacity | [1050.0, 1100.0] | [[0.0, 1050.0]] | FALSE | 1150 | reclaimed_water_substitution_ratio
796 | 1.195 | 3.252 | 0.0025956 | 1050 | 1100 | max_source_abstraction_ratio | 0.0030056 | [{'constraint': 'max_source_abstraction_ratio', 'actual': 0.9530055763427667, 'target': 0.95, 'operator': '<=', 'violation': 0.003005576342766769, 'scaled_violation': 0.0031637645713334414}] | maximum scale-free violation at first failed capacity | [1050.0, 1100.0] | [[0.0, 1050.0]] | FALSE | 1200 | reclaimed_water_substitution_ratio
797 | 1.1627 | 6.0181 | 0.0051268 | 1150 | 1200 | max_source_abstraction_ratio | 0.0045293 | [{'constraint': 'max_source_abstraction_ratio', 'actual': 0.9545293109193608, 'target': 0.95, 'operator': '<=', 'violation': 0.004529310919360818, 'scaled_violation': 0.0047676957045903355}, {'constraint': 'max_wtw_utilization', 'actual': 0.9511136438716385, 'target': 0.95, 'operator': '<=', 'violation': 0.0011136438716385921, 'scaled_violation': 0.0011722567069879918}] | maximum scale-free violation at first failed capacity | [1150.0, 1200.0] | [[0.0, 1150.0]] | FALSE | 1350 | reclaimed_water_substitution_ratio
798 | 1.3089 | 8.9753 | 0.003031 | 1050 | 1100 | max_source_abstraction_ratio | 0.004451 | [{'constraint': 'max_source_abstraction_ratio', 'actual': 0.9544510313511761, 'target': 0.95, 'operator': '<=', 'violation': 0.004451031351176193, 'scaled_violation': 0.004685296159132836}, {'constraint': 'max_wtw_utilization', 'actual': 0.9510356444173681, 'target': 0.95, 'operator': '<=', 'violation': 0.0010356444173681423, 'scaled_violation': 0.001090152018282255}] | maximum scale-free violation at first failed capacity | [1050.0, 1100.0] | [[0.0, 1050.0]] | FALSE | 1200 | reclaimed_water_substitution_ratio
799 | 1.333 | 7.1712 | 0.0018716 | 1050 | 1100 | max_source_abstraction_ratio | 0.0051293 | [{'constraint': 'max_source_abstraction_ratio', 'actual': 0.9551292688581955, 'target': 0.95, 'operator': '<=', 'violation': 0.005129268858195535, 'scaled_violation': 0.005399230377047932}, {'constraint': 'max_wtw_utilization', 'actual': 0.951711454933957, 'target': 0.95, 'operator': '<=', 'violation': 0.0017114549339570795, 'scaled_violation': 0.001801531509428505}] | maximum scale-free violation at first failed capacity | [1050.0, 1100.0] | [[0.0, 1050.0]] | FALSE | 1150 | reclaimed_water_substitution_ratio
800 | 1.1474 | 5.7041 | 0.0046217 | 1150 | 1200 | max_source_abstraction_ratio | 0.0014081 | [{'constraint': 'max_source_abstraction_ratio', 'actual': 0.9514081102159775, 'target': 0.95, 'operator': '<=', 'violation': 0.0014081102159775316, 'scaled_violation': 0.001482221279976349}] | maximum scale-free violation at first failed capacity | [1150.0, 1200.0] | [[0.0, 1150.0]] | FALSE | 1350 | reclaimed_water_substitution_ratio
801 | 1.283 | 5.2484 | 0.0033784 | 1050 | 1100 | max_source_abstraction_ratio | 0.0019692 | [{'constraint': 'max_source_abstraction_ratio', 'actual': 0.9519691787714014, 'target': 0.95, 'operator': '<=', 'violation': 0.0019691787714014586, 'scaled_violation': 0.0020728197593699563}] | maximum scale-free violation at first failed capacity | [1050.0, 1100.0] | [[0.0, 1050.0]] | FALSE | 1200 | reclaimed_water_substitution_ratio
802 | 1.1959 | 7.2912 | 0.0021077 | 1150 | 1200 | max_source_abstraction_ratio | 0.0024981 | [{'constraint': 'max_source_abstraction_ratio', 'actual': 0.9524981268223917, 'target': 0.95, 'operator': '<=', 'violation': 0.0024981268223916997, 'scaled_violation': 0.002629607181464947}] | maximum scale-free violation at first failed capacity | [1150.0, 1200.0] | [[0.0, 1150.0]] | FALSE | 1300 | reclaimed_water_substitution_ratio
803 | 1.1545 | 3.2635 | 0.0049143 | 1050 | 1100 | max_source_abstraction_ratio | 0.0023803 | [{'constraint': 'max_source_abstraction_ratio', 'actual': 0.9523802841147573, 'target': 0.95, 'operator': '<=', 'violation': 0.002380284114757325, 'scaled_violation': 0.002505562226060342}] | maximum scale-free violation at first failed capacity | [1050.0, 1100.0] | [[0.0, 1050.0]] | FALSE | 1250 | reclaimed_water_substitution_ratio
804 | 1.1567 | 3.8306 | 0.0010296 | 1150 | 1200 | max_source_abstraction_ratio | 2.7134e-06 | [{'constraint': 'max_source_abstraction_ratio', 'actual': 0.9500027133877491, 'target': 0.95, 'operator': '<=', 'violation': 2.7133877491536396e-06, 'scaled_violation': 2.856197630688042e-06}] | maximum scale-free violation at first failed capacity | [1150.0, 1200.0] | [[0.0, 1150.0]] | FALSE | 1300 | reclaimed_water_substitution_ratio
805 | 1.2585 | 6.76 | 0.0020329 | 1100 | 1150 | max_source_abstraction_ratio | 0.0035175 | [{'constraint': 'max_source_abstraction_ratio', 'actual': 0.9535174938372237, 'target': 0.95, 'operator': '<=', 'violation': 0.003517493837223773, 'scaled_violation': 0.003702625091814498}, {'constraint': 'max_wtw_utilization', 'actual': 0.9501054474538709, 'target': 0.95, 'operator': '<=', 'violation': 0.00010544745387097709, 'scaled_violation': 0.00011099731986418642}] | maximum scale-free violation at first failed capacity | [1100.0, 1150.0] | [[0.0, 1100.0]] | FALSE | 1200 | reclaimed_water_substitution_ratio
806 | 1.2437 | 4.5133 | 0.0050378 | 1050 | 1100 | max_source_abstraction_ratio | 0.00042506 | [{'constraint': 'max_source_abstraction_ratio', 'actual': 0.9504250569841058, 'target': 0.95, 'operator': '<=', 'violation': 0.0004250569841058871, 'scaled_violation': 0.00044742840432198647}] | maximum scale-free violation at first failed capacity | [1050.0, 1100.0] | [[0.0, 1050.0]] | FALSE | 1250 | reclaimed_water_substitution_ratio
807 | 1.2028 | 7.5256 | 0.0017864 | 1150 | 1200 | max_source_abstraction_ratio | 0.0027258 | [{'constraint': 'max_source_abstraction_ratio', 'actual': 0.9527258352853575, 'target': 0.95, 'operator': '<=', 'violation': 0.002725835285357525, 'scaled_violation': 0.0028693003003763423}] | maximum scale-free violation at first failed capacity | [1150.0, 1200.0] | [[0.0, 1150.0]] | FALSE | 1300 | reclaimed_water_substitution_ratio
808 | 1.1921 | 8.7272 | 0.0060359 | 1100 | 1150 | max_source_abstraction_ratio | 0.0032399 | [{'constraint': 'max_source_abstraction_ratio', 'actual': 0.9532399298866618, 'target': 0.95, 'operator': '<=', 'violation': 0.0032399298866618853, 'scaled_violation': 0.003410452512275669}] | maximum scale-free violation at first failed capacity | [1100.0, 1150.0] | [[0.0, 1100.0]] | FALSE | 1300 | reclaimed_water_substitution_ratio
809 | 1.2682 | 7.578 | 0.0075127 | 1000 | 1050 | max_source_abstraction_ratio | 0.00055709 | [{'constraint': 'max_source_abstraction_ratio', 'actual': 0.9505570891928781, 'target': 0.95, 'operator': '<=', 'violation': 0.000557089192878113, 'scaled_violation': 0.0005864096767138031}] | maximum scale-free violation at first failed capacity | [1000.0, 1050.0] | [[0.0, 1000.0]] | FALSE | 1250 | reclaimed_water_substitution_ratio
810 | 1.2891 | 8.9837 | 0.0050075 | 1050 | 1100 | max_source_abstraction_ratio | 0.0059173 | [{'constraint': 'max_source_abstraction_ratio', 'actual': 0.9559172632763356, 'target': 0.95, 'operator': '<=', 'violation': 0.0059172632763356825, 'scaled_violation': 0.006228698185616508}, {'constraint': 'max_wtw_utilization', 'actual': 0.952496629609909, 'target': 0.95, 'operator': '<=', 'violation': 0.00249662960990904, 'scaled_violation': 0.0026280311683253054}] | maximum scale-free violation at first failed capacity | [1050.0, 1100.0] | [[0.0, 1050.0]] | FALSE | 1200 | reclaimed_water_substitution_ratio
811 | 1.3175 | 5.0857 | 0.0017195 | 1050 | 1100 | max_source_abstraction_ratio | 0.0029353 | [{'constraint': 'max_source_abstraction_ratio', 'actual': 0.9529353441781309, 'target': 0.95, 'operator': '<=', 'violation': 0.0029353441781309053, 'scaled_violation': 0.0030898359769799006}] | maximum scale-free violation at first failed capacity | [1050.0, 1100.0] | [[0.0, 1050.0]] | FALSE | 1150 | reclaimed_water_substitution_ratio
812 | 1.1235 | 7.3143 | 0.0027815 | 1200 | 1250 | max_source_abstraction_ratio | 0.00077667 | [{'constraint': 'max_source_abstraction_ratio', 'actual': 0.9507766658955357, 'target': 0.95, 'operator': '<=', 'violation': 0.0007766658955357109, 'scaled_violation': 0.0008175430479323273}] | maximum scale-free violation at first failed capacity | [1200.0, 1250.0] | [[0.0, 1200.0]] | FALSE | 1400 | reclaimed_water_substitution_ratio
813 | 1.1827 | 7.777 | 0.0035194 | 1150 | 1200 | max_source_abstraction_ratio | 0.0037649 | [{'constraint': 'max_source_abstraction_ratio', 'actual': 0.9537648809014808, 'target': 0.95, 'operator': '<=', 'violation': 0.0037648809014808604, 'scaled_violation': 0.00396303252787459}, {'constraint': 'max_wtw_utilization', 'actual': 0.9503519492736062, 'target': 0.95, 'operator': '<=', 'violation': 0.0003519492736062668, 'scaled_violation': 0.00037047291958554405}] | maximum scale-free violation at first failed capacity | [1150.0, 1200.0] | [[0.0, 1150.0]] | FALSE | 1300 | reclaimed_water_substitution_ratio
814 | 1.3556 | 5.1074 | 0.0057641 | 1000 | 1050 | max_source_abstraction_ratio | 0.0074751 | [{'constraint': 'max_source_abstraction_ratio', 'actual': 0.9574751377585284, 'target': 0.95, 'operator': '<=', 'violation': 0.007475137758528483, 'scaled_violation': 0.00786856606160893}, {'constraint': 'max_wtw_utilization', 'actual': 0.9540489294277384, 'target': 0.95, 'operator': '<=', 'violation': 0.00404892942773849, 'scaled_violation': 0.004262030976566832}] | maximum scale-free violation at first failed capacity | [1000.0, 1050.0] | [[0.0, 1000.0]] | FALSE | 1150 | reclaimed_water_substitution_ratio
815 | 1.1333 | 3.1982 | 0.0012609 | 1150 | 1200 | max_source_abstraction_ratio | 0.0069193 | [{'constraint': 'max_source_abstraction_ratio', 'actual': 0.9569193493679751, 'target': 0.95, 'operator': '<=', 'violation': 0.006919349367975114, 'scaled_violation': 0.00728352565050012}, {'constraint': 'max_wtw_utilization', 'actual': 0.9534951298583447, 'target': 0.95, 'operator': '<=', 'violation': 0.00349512985834477, 'scaled_violation': 0.0036790840614155476}] | maximum scale-free violation at first failed capacity | [1150.0, 1200.0] | [[0.0, 1150.0]] | FALSE | 1250 | reclaimed_water_substitution_ratio
816 | 1.3413 | 6.4811 | 0.0049888 | 1000 | 1050 | max_source_abstraction_ratio | 0.0043548 | [{'constraint': 'max_source_abstraction_ratio', 'actual': 0.9543547643033529, 'target': 0.95, 'operator': '<=', 'violation': 0.004354764303352909, 'scaled_violation': 0.00458396242458201}, {'constraint': 'max_wtw_utilization', 'actual': 0.9509397218494674, 'target': 0.95, 'operator': '<=', 'violation': 0.0009397218494674453, 'scaled_violation': 0.0009891808941762583}] | maximum scale-free violation at first failed capacity | [1000.0, 1050.0] | [[0.0, 1000.0]] | FALSE | 1150 | reclaimed_water_substitution_ratio
817 | 1.2852 | 6.3635 | 0.0060966 | 1050 | 1100 | max_source_abstraction_ratio | 0.0075738 | [{'constraint': 'max_source_abstraction_ratio', 'actual': 0.9575738126343212, 'target': 0.95, 'operator': '<=', 'violation': 0.00757381263432122, 'scaled_violation': 0.007972434351917074}, {'constraint': 'max_wtw_utilization', 'actual': 0.9541472512074892, 'target': 0.95, 'operator': '<=', 'violation': 0.0041472512074892665, 'scaled_violation': 0.004365527586830807}] | maximum scale-free violation at first failed capacity | [1050.0, 1100.0] | [[0.0, 1050.0]] | FALSE | 1200 | reclaimed_water_substitution_ratio
818 | 1.3579 | 8.8073 | 0.0036094 | 1000 | 1050 | max_source_abstraction_ratio | 0.0037096 | [{'constraint': 'max_source_abstraction_ratio', 'actual': 0.9537095998055288, 'target': 0.95, 'operator': '<=', 'violation': 0.0037095998055288737, 'scaled_violation': 0.0039048419005567095}, {'constraint': 'max_wtw_utilization', 'actual': 0.9502968659943327, 'target': 0.95, 'operator': '<=', 'violation': 0.0002968659943327623, 'scaled_violation': 0.0003124905203502761}] | maximum scale-free violation at first failed capacity | [1000.0, 1050.0] | [[0.0, 1000.0]] | FALSE | 1150 | reclaimed_water_substitution_ratio
819 | 1.1647 | 3.2158 | 0.0063958 | 1000 | 1050 | max_source_abstraction_ratio | 0.00011312 | [{'constraint': 'max_source_abstraction_ratio', 'actual': 0.9501131232802993, 'target': 0.95, 'operator': '<=', 'violation': 0.00011312328029933205, 'scaled_violation': 0.00011907713715719164}] | maximum scale-free violation at first failed capacity | [1000.0, 1050.0] | [[0.0, 1000.0]] | FALSE | 1250 | reclaimed_water_substitution_ratio
820 | 1.1525 | 3.1717 | 0.0026088 | 1100 | 1150 | max_source_abstraction_ratio | 0.0061513 | [{'constraint': 'max_source_abstraction_ratio', 'actual': 0.9561513375147318, 'target': 0.95, 'operator': '<=', 'violation': 0.006151337514731847, 'scaled_violation': 0.006475092120770366}, {'constraint': 'max_wtw_utilization', 'actual': 0.9527298662421115, 'target': 0.95, 'operator': '<=', 'violation': 0.0027298662421115782, 'scaled_violation': 0.00287354341274903}] | maximum scale-free violation at first failed capacity | [1100.0, 1150.0] | [[0.0, 1100.0]] | FALSE | 1250 | reclaimed_water_substitution_ratio
821 | 1.286 | 3.7042 | 0.001673 | 1050 | 1100 | max_source_abstraction_ratio | 0.0057988 | [{'constraint': 'max_source_abstraction_ratio', 'actual': 0.955798831040717, 'target': 0.95, 'operator': '<=', 'violation': 0.00579883104071699, 'scaled_violation': 0.006104032674438937}, {'constraint': 'max_wtw_utilization', 'actual': 0.9523786211696414, 'target': 0.95, 'operator': '<=', 'violation': 0.0023786211696414927, 'scaled_violation': 0.002503811757517361}] | maximum scale-free violation at first failed capacity | [1050.0, 1100.0] | [[0.0, 1050.0]] | FALSE | 1150 | reclaimed_water_substitution_ratio
822 | 1.1841 | 3.5412 | 0.0069984 | 1050 | 1100 | max_source_abstraction_ratio | 0.0060293 | [{'constraint': 'max_source_abstraction_ratio', 'actual': 0.9560293069635214, 'target': 0.95, 'operator': '<=', 'violation': 0.006029306963521441, 'scaled_violation': 0.006346638908969938}, {'constraint': 'max_wtw_utilization', 'actual': 0.9526082723623871, 'target': 0.95, 'operator': '<=', 'violation': 0.002608272362387143, 'scaled_violation': 0.002745549855144361}] | maximum scale-free violation at first failed capacity | [1050.0, 1100.0] | [[0.0, 1050.0]] | FALSE | 1250 | reclaimed_water_substitution_ratio
823 | 1.2791 | 6.9504 | 0.0077495 | 1000 | 1050 | max_source_abstraction_ratio | 0.0022766 | [{'constraint': 'max_source_abstraction_ratio', 'actual': 0.9522765665410611, 'target': 0.95, 'operator': '<=', 'violation': 0.0022765665410611202, 'scaled_violation': 0.002396385832695916}] | maximum scale-free violation at first failed capacity | [1000.0, 1050.0] | [[0.0, 1000.0]] | FALSE | 1200 | reclaimed_water_substitution_ratio
824 | 1.2311 | 8.0953 | 0.0059887 | 1050 | 1100 | max_source_abstraction_ratio | 0.00074507 | [{'constraint': 'max_source_abstraction_ratio', 'actual': 0.9507450652818897, 'target': 0.95, 'operator': '<=', 'violation': 0.0007450652818897785, 'scaled_violation': 0.0007842792440945038}] | maximum scale-free violation at first failed capacity | [1050.0, 1100.0] | [[0.0, 1050.0]] | FALSE | 1250 | reclaimed_water_substitution_ratio
825 | 1.1636 | 5.5665 | 0.0065694 | 1100 | 1150 | max_source_abstraction_ratio | 0.00069206 | [{'constraint': 'max_source_abstraction_ratio', 'actual': 0.9506920558008093, 'target': 0.95, 'operator': '<=', 'violation': 0.0006920558008093325, 'scaled_violation': 0.0007284797903256132}] | maximum scale-free violation at first failed capacity | [1100.0, 1150.0] | [[0.0, 1100.0]] | FALSE | 1350 | reclaimed_water_substitution_ratio
826 | 1.1555 | 7.8606 | 0.00078493 | 1200 | 1250 | max_source_abstraction_ratio | 0.00076793 | [{'constraint': 'max_source_abstraction_ratio', 'actual': 0.9507679269567679, 'target': 0.95, 'operator': '<=', 'violation': 0.0007679269567679725, 'scaled_violation': 0.0008083441650189185}] | maximum scale-free violation at first failed capacity | [1200.0, 1250.0] | [[0.0, 1200.0]] | FALSE | 1350 | reclaimed_water_substitution_ratio
827 | 1.3156 | 5.7603 | 0.0017819 | 1050 | 1100 | max_source_abstraction_ratio | 0.0028253 | [{'constraint': 'max_source_abstraction_ratio', 'actual': 0.9528252864074748, 'target': 0.95, 'operator': '<=', 'violation': 0.002825286407474814, 'scaled_violation': 0.0029739856920787517}] | maximum scale-free violation at first failed capacity | [1050.0, 1100.0] | [[0.0, 1050.0]] | FALSE | 1150 | reclaimed_water_substitution_ratio
828 | 1.2076 | 4.7375 | 0.0042043 | 1100 | 1150 | max_source_abstraction_ratio | 0.0014666 | [{'constraint': 'max_source_abstraction_ratio', 'actual': 0.9514665659544405, 'target': 0.95, 'operator': '<=', 'violation': 0.0014665659544405019, 'scaled_violation': 0.0015437536362531599}] | maximum scale-free violation at first failed capacity | [1100.0, 1150.0] | [[0.0, 1100.0]] | FALSE | 1300 | reclaimed_water_substitution_ratio
829 | 1.2607 | 8.2313 | 0.0047694 | 1050 | 1100 | max_source_abstraction_ratio | 0.0019776 | [{'constraint': 'max_source_abstraction_ratio', 'actual': 0.9519776173063551, 'target': 0.95, 'operator': '<=', 'violation': 0.0019776173063551505, 'scaled_violation': 0.002081702427742264}] | maximum scale-free violation at first failed capacity | [1050.0, 1100.0] | [[0.0, 1050.0]] | FALSE | 1250 | reclaimed_water_substitution_ratio
830 | 1.2097 | 4.6753 | 0.0040142 | 1100 | 1150 | max_source_abstraction_ratio | 0.0013427 | [{'constraint': 'max_source_abstraction_ratio', 'actual': 0.9513426969424812, 'target': 0.95, 'operator': '<=', 'violation': 0.0013426969424812363, 'scaled_violation': 0.0014133652026118277}] | maximum scale-free violation at first failed capacity | [1100.0, 1150.0] | [[0.0, 1100.0]] | FALSE | 1300 | reclaimed_water_substitution_ratio
831 | 1.228 | 4.2638 | 0.00094726 | 1150 | 1200 | max_source_abstraction_ratio | 0.0048475 | [{'constraint': 'max_source_abstraction_ratio', 'actual': 0.954847542720346, 'target': 0.95, 'operator': '<=', 'violation': 0.004847542720346043, 'scaled_violation': 0.005102676547732677}, {'constraint': 'max_wtw_utilization', 'actual': 0.9514307369188277, 'target': 0.95, 'operator': '<=', 'violation': 0.0014307369188277796, 'scaled_violation': 0.0015060388619239787}] | maximum scale-free violation at first failed capacity | [1150.0, 1200.0] | [[0.0, 1150.0]] | FALSE | 1250 | reclaimed_water_substitution_ratio
832 | 1.3445 | 8.5767 | 0.0044657 | 1000 | 1050 | max_source_abstraction_ratio | 0.003756 | [{'constraint': 'max_source_abstraction_ratio', 'actual': 0.9537559803846174, 'target': 0.95, 'operator': '<=', 'violation': 0.003755980384617441, 'scaled_violation': 0.0039536635627552014}, {'constraint': 'max_wtw_utilization', 'actual': 0.95034308060616, 'target': 0.95, 'operator': '<=', 'violation': 0.0003430806061600622, 'scaled_violation': 0.00036113748016848655}] | maximum scale-free violation at first failed capacity | [1000.0, 1050.0] | [[0.0, 1000.0]] | FALSE | 1150 | reclaimed_water_substitution_ratio
833 | 1.2563 | 6.5279 | 0.004837 | 1050 | 1100 | max_source_abstraction_ratio | 0.0015658 | [{'constraint': 'max_source_abstraction_ratio', 'actual': 0.9515658170425011, 'target': 0.95, 'operator': '<=', 'violation': 0.0015658170425011386, 'scaled_violation': 0.0016482284657906724}] | maximum scale-free violation at first failed capacity | [1050.0, 1100.0] | [[0.0, 1050.0]] | FALSE | 1250 | reclaimed_water_substitution_ratio
834 | 1.3415 | 7.8111 | 0.005531 | 1000 | 1050 | max_source_abstraction_ratio | 0.0053961 | [{'constraint': 'max_source_abstraction_ratio', 'actual': 0.9553960855772121, 'target': 0.95, 'operator': '<=', 'violation': 0.005396085577212162, 'scaled_violation': 0.00568009008127596}, {'constraint': 'max_wtw_utilization', 'actual': 0.9519773168817953, 'target': 0.95, 'operator': '<=', 'violation': 0.0019773168817953657, 'scaled_violation': 0.002081386191363543}] | maximum scale-free violation at first failed capacity | [1000.0, 1050.0] | [[0.0, 1000.0]] | FALSE | 1150 | reclaimed_water_substitution_ratio
835 | 1.2125 | 3.0536 | 0.0079566 | 950 | 1000 | max_source_abstraction_ratio | 0.0045511 | [{'constraint': 'max_source_abstraction_ratio', 'actual': 0.9545510526676226, 'target': 0.95, 'operator': '<=', 'violation': 0.004551052667622679, 'scaled_violation': 0.004790581755392294}, {'constraint': 'max_wtw_utilization', 'actual': 0.9511353078196985, 'target': 0.95, 'operator': '<=', 'violation': 0.0011353078196985056, 'scaled_violation': 0.0011950608628405323}] | maximum scale-free violation at first failed capacity | [950.0, 1000.0] | [[0.0, 950.0]] | FALSE | 1150 | reclaimed_water_substitution_ratio
836 | 1.2301 | 4.0872 | 0.0041133 | 1100 | 1150 | max_source_abstraction_ratio | 0.006481 | [{'constraint': 'max_source_abstraction_ratio', 'actual': 0.9564810199392101, 'target': 0.95, 'operator': '<=', 'violation': 0.006481019939210131, 'scaled_violation': 0.0068221262518001384}, {'constraint': 'max_wtw_utilization', 'actual': 0.9530583689381301, 'target': 0.95, 'operator': '<=', 'violation': 0.0030583689381301626, 'scaled_violation': 0.0032193357243475397}] | maximum scale-free violation at first failed capacity | [1100.0, 1150.0] | [[0.0, 1100.0]] | FALSE | 1250 | reclaimed_water_substitution_ratio
837 | 1.336 | 8.7919 | 0.0050897 | 1000 | 1050 | max_source_abstraction_ratio | 0.0039358 | [{'constraint': 'max_source_abstraction_ratio', 'actual': 0.9539357750596378, 'target': 0.95, 'operator': '<=', 'violation': 0.003935775059637825, 'scaled_violation': 0.004142921115408237}, {'constraint': 'max_wtw_utilization', 'actual': 0.9505222319078026, 'target': 0.95, 'operator': '<=', 'violation': 0.0005222319078026505, 'scaled_violation': 0.0005497177976870006}] | maximum scale-free violation at first failed capacity | [1000.0, 1050.0] | [[0.0, 1000.0]] | FALSE | 1150 | reclaimed_water_substitution_ratio
838 | 1.2194 | 8.7599 | 0.00052096 | 1150 | 1200 | max_source_abstraction_ratio | 0.0022398 | [{'constraint': 'max_source_abstraction_ratio', 'actual': 0.9522398055188507, 'target': 0.95, 'operator': '<=', 'violation': 0.0022398055188507238, 'scaled_violation': 0.0023576900198428673}] | maximum scale-free violation at first failed capacity | [1150.0, 1200.0] | [[0.0, 1150.0]] | FALSE | 1250 | reclaimed_water_substitution_ratio
839 | 1.1478 | 3.9974 | 0.0026394 | 1150 | 1200 | max_source_abstraction_ratio | 0.00041037 | [{'constraint': 'max_source_abstraction_ratio', 'actual': 0.9504103740321748, 'target': 0.95, 'operator': '<=', 'violation': 0.0004103740321748095, 'scaled_violation': 0.00043197266544716794}] | maximum scale-free violation at first failed capacity | [1150.0, 1200.0] | [[0.0, 1150.0]] | FALSE | 1300 | reclaimed_water_substitution_ratio
840 | 1.3554 | 4.949 | 0.002918 | 1000 | 1050 | max_source_abstraction_ratio | 0.0021324 | [{'constraint': 'max_source_abstraction_ratio', 'actual': 0.9521323870730765, 'target': 0.95, 'operator': '<=', 'violation': 0.0021323870730765027, 'scaled_violation': 0.002244617971659477}] | maximum scale-free violation at first failed capacity | [1000.0, 1050.0] | [[0.0, 1000.0]] | FALSE | 1150 | reclaimed_water_substitution_ratio
841 | 1.3442 | 6.7643 | 0.0038065 | 1000 | 1050 | max_source_abstraction_ratio | 0.0024889 | [{'constraint': 'max_source_abstraction_ratio', 'actual': 0.9524889010779112, 'target': 0.95, 'operator': '<=', 'violation': 0.002488901077911221, 'scaled_violation': 0.002619895871485496}] | maximum scale-free violation at first failed capacity | [1000.0, 1050.0] | [[0.0, 1000.0]] | FALSE | 1150 | reclaimed_water_substitution_ratio
842 | 1.3182 | 3.7333 | 0.0025503 | 1000 | 1050 | max_source_abstraction_ratio | 0.0034435 | [{'constraint': 'max_source_abstraction_ratio', 'actual': 0.9534434545913257, 'target': 0.95, 'operator': '<=', 'violation': 0.0034434545913257786, 'scaled_violation': 0.0036246890435008196}, {'constraint': 'max_wtw_utilization', 'actual': 0.9500316731484096, 'target': 0.95, 'operator': '<=', 'violation': 3.167314840968327e-05, 'scaled_violation': 3.334015622071923e-05}] | maximum scale-free violation at first failed capacity | [1000.0, 1050.0] | [[0.0, 1000.0]] | FALSE | 1150 | reclaimed_water_substitution_ratio
843 | 1.2198 | 6.3824 | 0.0042293 | 1100 | 1150 | max_source_abstraction_ratio | 0.0030667 | [{'constraint': 'max_source_abstraction_ratio', 'actual': 0.9530666667853707, 'target': 0.95, 'operator': '<=', 'violation': 0.0030666667853707086, 'scaled_violation': 0.0032280703003902196}] | maximum scale-free violation at first failed capacity | [1100.0, 1150.0] | [[0.0, 1100.0]] | FALSE | 1250 | reclaimed_water_substitution_ratio
844 | 1.3081 | 8.9657 | 0.0068957 | 1000 | 1050 | max_source_abstraction_ratio | 0.0040592 | [{'constraint': 'max_source_abstraction_ratio', 'actual': 0.9540592342227037, 'target': 0.95, 'operator': '<=', 'violation': 0.0040592342227037115, 'scaled_violation': 0.004272878129161802}, {'constraint': 'max_wtw_utilization', 'actual': 0.9506452492872688, 'target': 0.95, 'operator': '<=', 'violation': 0.0006452492872688342, 'scaled_violation': 0.0006792097760724571}] | maximum scale-free violation at first failed capacity | [1000.0, 1050.0] | [[0.0, 1000.0]] | FALSE | 1200 | reclaimed_water_substitution_ratio
845 | 1.2996 | 7.9388 | 0.0031423 | 1050 | 1100 | max_source_abstraction_ratio | 0.003543 | [{'constraint': 'max_source_abstraction_ratio', 'actual': 0.953543005180127, 'target': 0.95, 'operator': '<=', 'violation': 0.003543005180127068, 'scaled_violation': 0.003729479136975861}, {'constraint': 'max_wtw_utilization', 'actual': 0.9501308675075365, 'target': 0.95, 'operator': '<=', 'violation': 0.0001308675075365473, 'scaled_violation': 0.00013775527109110243}] | maximum scale-free violation at first failed capacity | [1050.0, 1100.0] | [[0.0, 1050.0]] | FALSE | 1200 | reclaimed_water_substitution_ratio
846 | 1.3429 | 5.2325 | 0.0019557 | 1050 | 1100 | max_source_abstraction_ratio | 0.0065054 | [{'constraint': 'max_source_abstraction_ratio', 'actual': 0.9565053586784881, 'target': 0.95, 'operator': '<=', 'violation': 0.006505358678488116, 'scaled_violation': 0.006847745977355911}, {'constraint': 'max_wtw_utilization', 'actual': 0.9530826205841898, 'target': 0.95, 'operator': '<=', 'violation': 0.0030826205841898435, 'scaled_violation': 0.0032448637728314145}] | maximum scale-free violation at first failed capacity | [1050.0, 1100.0] | [[0.0, 1050.0]] | FALSE | 1150 | reclaimed_water_substitution_ratio
847 | 1.3435 | 7.9859 | 0.0022994 | 1050 | 1100 | max_source_abstraction_ratio | 0.0072423 | [{'constraint': 'max_source_abstraction_ratio', 'actual': 0.957242341844843, 'target': 0.95, 'operator': '<=', 'violation': 0.00724234184484307, 'scaled_violation': 0.007623517731413758}, {'constraint': 'max_wtw_utilization', 'actual': 0.9538169665459172, 'target': 0.95, 'operator': '<=', 'violation': 0.003816966545917233, 'scaled_violation': 0.00401785952201814}] | maximum scale-free violation at first failed capacity | [1050.0, 1100.0] | [[0.0, 1050.0]] | FALSE | 1150 | reclaimed_water_substitution_ratio
848 | 1.23 | 5.7667 | 0.0041026 | 1100 | 1150 | max_source_abstraction_ratio | 0.0041145 | [{'constraint': 'max_source_abstraction_ratio', 'actual': 0.9541145465635451, 'target': 0.95, 'operator': '<=', 'violation': 0.004114546563545152, 'scaled_violation': 0.004331101645837002}, {'constraint': 'max_wtw_utilization', 'actual': 0.9507003636996258, 'target': 0.95, 'operator': '<=', 'violation': 0.0007003636996258944, 'scaled_violation': 0.0007372249469746258}] | maximum scale-free violation at first failed capacity | [1100.0, 1150.0] | [[0.0, 1100.0]] | FALSE | 1250 | reclaimed_water_substitution_ratio
849 | 1.2104 | 3.2752 | 0.0047398 | 1000 | 1050 | max_source_abstraction_ratio | 0.0014451 | [{'constraint': 'max_source_abstraction_ratio', 'actual': 0.9514451129064391, 'target': 0.95, 'operator': '<=', 'violation': 0.0014451129064391166, 'scaled_violation': 0.0015211714804622281}] | maximum scale-free violation at first failed capacity | [1000.0, 1050.0] | [[0.0, 1000.0]] | FALSE | 1200 | reclaimed_water_substitution_ratio
850 | 1.1373 | 5.25 | 0.0047838 | 1150 | 1200 | max_source_abstraction_ratio | 0.00041784 | [{'constraint': 'max_source_abstraction_ratio', 'actual': 0.9504178396993974, 'target': 0.95, 'operator': '<=', 'violation': 0.0004178396993974598, 'scaled_violation': 0.0004398312625236419}] | maximum scale-free violation at first failed capacity | [1150.0, 1200.0] | [[0.0, 1150.0]] | FALSE | 1350 | reclaimed_water_substitution_ratio
851 | 1.3181 | 8.3094 | 0.0032402 | 1050 | 1100 | max_source_abstraction_ratio | 0.0059854 | [{'constraint': 'max_source_abstraction_ratio', 'actual': 0.9559854470617526, 'target': 0.95, 'operator': '<=', 'violation': 0.005985447061752636, 'scaled_violation': 0.006300470591318564}, {'constraint': 'max_wtw_utilization', 'actual': 0.9525645694079425, 'target': 0.95, 'operator': '<=', 'violation': 0.002564569407942585, 'scaled_violation': 0.0026995467452027213}] | maximum scale-free violation at first failed capacity | [1050.0, 1100.0] | [[0.0, 1050.0]] | FALSE | 1150 | reclaimed_water_substitution_ratio
852 | 1.2788 | 8.5017 | 0.0071987 | 1000 | 1050 | max_source_abstraction_ratio | 0.0012035 | [{'constraint': 'max_source_abstraction_ratio', 'actual': 0.9512035375160188, 'target': 0.95, 'operator': '<=', 'violation': 0.001203537516018871, 'scaled_violation': 0.001266881595809338}] | maximum scale-free violation at first failed capacity | [1000.0, 1050.0] | [[0.0, 1000.0]] | FALSE | 1200 | reclaimed_water_substitution_ratio
853 | 1.3277 | 5.1006 | 0.002466 | 1050 | 1100 | max_source_abstraction_ratio | 0.0056501 | [{'constraint': 'max_source_abstraction_ratio', 'actual': 0.9556500824598454, 'target': 0.95, 'operator': '<=', 'violation': 0.00565008245984544, 'scaled_violation': 0.005947455220889937}, {'constraint': 'max_wtw_utilization', 'actual': 0.9522304048674757, 'target': 0.95, 'operator': '<=', 'violation': 0.0022304048674757215, 'scaled_violation': 0.0023477945973428647}] | maximum scale-free violation at first failed capacity | [1050.0, 1100.0] | [[0.0, 1050.0]] | FALSE | 1150 | reclaimed_water_substitution_ratio
854 | 1.1577 | 3.9645 | 0.001658 | 1200 | 1250 | max_source_abstraction_ratio | 0.0067072 | [{'constraint': 'max_source_abstraction_ratio', 'actual': 0.9567072189519467, 'target': 0.95, 'operator': '<=', 'violation': 0.006707218951946703, 'scaled_violation': 0.007060230475733372}, {'constraint': 'max_wtw_utilization', 'actual': 0.9532837585252105, 'target': 0.95, 'operator': '<=', 'violation': 0.003283758525210567, 'scaled_violation': 0.0034565879212742814}] | maximum scale-free violation at first failed capacity | [1200.0, 1250.0] | [[0.0, 1200.0]] | FALSE | 1300 | reclaimed_water_substitution_ratio
855 | 1.2028 | 3.41 | 0.0016981 | 1100 | 1150 | max_source_abstraction_ratio | 0.0067374 | [{'constraint': 'max_source_abstraction_ratio', 'actual': 0.9567374158019833, 'target': 0.95, 'operator': '<=', 'violation': 0.006737415801983393, 'scaled_violation': 0.00709201663366673}, {'constraint': 'max_wtw_utilization', 'actual': 0.9533138473194918, 'target': 0.95, 'operator': '<=', 'violation': 0.0033138473194918028, 'scaled_violation': 0.003488260336307161}] | maximum scale-free violation at first failed capacity | [1100.0, 1150.0] | [[0.0, 1100.0]] | FALSE | 1200 | reclaimed_water_substitution_ratio
856 | 1.3266 | 4.9188 | 0.0056832 | 1000 | 1050 | max_source_abstraction_ratio | 0.003948 | [{'constraint': 'max_source_abstraction_ratio', 'actual': 0.9539479551385818, 'target': 0.95, 'operator': '<=', 'violation': 0.003947955138581816, 'scaled_violation': 0.0041557422511387535}, {'constraint': 'max_wtw_utilization', 'actual': 0.9505343684018156, 'target': 0.95, 'operator': '<=', 'violation': 0.0005343684018156436, 'scaled_violation': 0.0005624930545427828}] | maximum scale-free violation at first failed capacity | [1000.0, 1050.0] | [[0.0, 1000.0]] | FALSE | 1150 | reclaimed_water_substitution_ratio
857 | 1.2237 | 4.7199 | 0.0034502 | 1100 | 1150 | max_source_abstraction_ratio | 0.0019744 | [{'constraint': 'max_source_abstraction_ratio', 'actual': 0.9519744071078371, 'target': 0.95, 'operator': '<=', 'violation': 0.0019744071078371395, 'scaled_violation': 0.0020783232714075154}] | maximum scale-free violation at first failed capacity | [1100.0, 1150.0] | [[0.0, 1100.0]] | FALSE | 1250 | reclaimed_water_substitution_ratio
858 | 1.3283 | 5.0562 | 0.0074656 | 1000 | 1050 | max_source_abstraction_ratio | 0.0074817 | [{'constraint': 'max_source_abstraction_ratio', 'actual': 0.9574817424255635, 'target': 0.95, 'operator': '<=', 'violation': 0.007481742425563542, 'scaled_violation': 0.007875518342698467}, {'constraint': 'max_wtw_utilization', 'actual': 0.9540555104607759, 'target': 0.95, 'operator': '<=', 'violation': 0.004055510460775902, 'scaled_violation': 0.004268958379764107}] | maximum scale-free violation at first failed capacity | [1000.0, 1050.0] | [[0.0, 1000.0]] | FALSE | 1150 | reclaimed_water_substitution_ratio
859 | 1.174 | 7.0717 | 0.0051987 | 1150 | 1200 | max_source_abstraction_ratio | 0.0061953 | [{'constraint': 'max_source_abstraction_ratio', 'actual': 0.9561953494977137, 'target': 0.95, 'operator': '<=', 'violation': 0.00619534949771372, 'scaled_violation': 0.00652142052390918}, {'constraint': 'max_wtw_utilization', 'actual': 0.952773720733565, 'target': 0.95, 'operator': '<=', 'violation': 0.002773720733565077, 'scaled_violation': 0.00291970603533166}] | maximum scale-free violation at first failed capacity | [1150.0, 1200.0] | [[0.0, 1150.0]] | FALSE | 1350 | reclaimed_water_substitution_ratio
860 | 1.2034 | 8.1368 | 0.0063232 | 1100 | 1150 | max_source_abstraction_ratio | 0.0052649 | [{'constraint': 'max_source_abstraction_ratio', 'actual': 0.9552648719439152, 'target': 0.95, 'operator': '<=', 'violation': 0.005264871943915228, 'scaled_violation': 0.005541970467279188}, {'constraint': 'max_wtw_utilization', 'actual': 0.9518465727805266, 'target': 0.95, 'operator': '<=', 'violation': 0.0018465727805266896, 'scaled_violation': 0.0019437608216070418}] | maximum scale-free violation at first failed capacity | [1100.0, 1150.0] | [[0.0, 1100.0]] | FALSE | 1300 | reclaimed_water_substitution_ratio
861 | 1.3082 | 6.0189 | 0.0007197 | 1100 | 1150 | max_source_abstraction_ratio | 0.0071629 | [{'constraint': 'max_source_abstraction_ratio', 'actual': 0.9571629346824662, 'target': 0.95, 'operator': '<=', 'violation': 0.007162934682466204, 'scaled_violation': 0.0075399312447012685}, {'constraint': 'max_wtw_utilization', 'actual': 0.9537378435324132, 'target': 0.95, 'operator': '<=', 'violation': 0.003737843532413243, 'scaled_violation': 0.0039345721393823615}] | maximum scale-free violation at first failed capacity | [1100.0, 1150.0] | [[0.0, 1100.0]] | FALSE | 1150 | reclaimed_water_substitution_ratio
862 | 1.224 | 8.1701 | 0.00449 | 1100 | 1150 | max_source_abstraction_ratio | 0.0041439 | [{'constraint': 'max_source_abstraction_ratio', 'actual': 0.9541439466469777, 'target': 0.95, 'operator': '<=', 'violation': 0.004143946646977703, 'scaled_violation': 0.004362049102081793}, {'constraint': 'max_wtw_utilization', 'actual': 0.9507296585784355, 'target': 0.95, 'operator': '<=', 'violation': 0.0007296585784355436, 'scaled_violation': 0.0007680616615110986}] | maximum scale-free violation at first failed capacity | [1100.0, 1150.0] | [[0.0, 1100.0]] | FALSE | 1250 | reclaimed_water_substitution_ratio
863 | 1.1628 | 3.9538 | 0.0027018 | 1150 | 1200 | max_source_abstraction_ratio | 0.0030802 | [{'constraint': 'max_source_abstraction_ratio', 'actual': 0.9530802087885001, 'target': 0.95, 'operator': '<=', 'violation': 0.0030802087885001272, 'scaled_violation': 0.0032423250405264497}] | maximum scale-free violation at first failed capacity | [1150.0, 1200.0] | [[0.0, 1150.0]] | FALSE | 1300 | reclaimed_water_substitution_ratio
864 | 1.312 | 4.752 | 0.0051447 | 1000 | 1050 | max_source_abstraction_ratio | 0.0012306 | [{'constraint': 'max_source_abstraction_ratio', 'actual': 0.9512306463635025, 'target': 0.95, 'operator': '<=', 'violation': 0.0012306463635025633, 'scaled_violation': 0.0012954172247395404}] | maximum scale-free violation at first failed capacity | [1000.0, 1050.0] | [[0.0, 1000.0]] | FALSE | 1200 | reclaimed_water_substitution_ratio
865 | 1.2228 | 8.1749 | 0.0079286 | 1050 | 1100 | max_source_abstraction_ratio | 0.0035346 | [{'constraint': 'max_source_abstraction_ratio', 'actual': 0.9535345791259803, 'target': 0.95, 'operator': '<=', 'violation': 0.0035345791259803194, 'scaled_violation': 0.0037206096062950733}, {'constraint': 'max_wtw_utilization', 'actual': 0.9501224716049997, 'target': 0.95, 'operator': '<=', 'violation': 0.00012247160499978538, 'scaled_violation': 0.0001289174789471425}] | maximum scale-free violation at first failed capacity | [1050.0, 1100.0] | [[0.0, 1050.0]] | FALSE | 1250 | reclaimed_water_substitution_ratio
866 | 1.3394 | 5.4162 | 0.0067734 | 1000 | 1050 | max_source_abstraction_ratio | 0.0074774 | [{'constraint': 'max_source_abstraction_ratio', 'actual': 0.9574773628080263, 'target': 0.95, 'operator': '<=', 'violation': 0.0074773628080263554, 'scaled_violation': 0.007870908218975112}, {'constraint': 'max_wtw_utilization', 'actual': 0.9540511465151673, 'target': 0.95, 'operator': '<=', 'violation': 0.004051146515167359, 'scaled_violation': 0.004264364752807746}] | maximum scale-free violation at first failed capacity | [1000.0, 1050.0] | [[0.0, 1000.0]] | FALSE | 1150 | reclaimed_water_substitution_ratio
867 | 1.1698 | 8.9589 | 0.0031479 | 1150 | 1200 | max_source_abstraction_ratio | 0.0012469 | [{'constraint': 'max_source_abstraction_ratio', 'actual': 0.9512469175981727, 'target': 0.95, 'operator': '<=', 'violation': 0.0012469175981727476, 'scaled_violation': 0.0013125448401818396}] | maximum scale-free violation at first failed capacity | [1150.0, 1200.0] | [[0.0, 1150.0]] | FALSE | 1300 | reclaimed_water_substitution_ratio
868 | 1.1448 | 8.1235 | 0.0025245 | 1200 | 1250 | max_source_abstraction_ratio | 0.0031633 | [{'constraint': 'max_source_abstraction_ratio', 'actual': 0.9531633404169187, 'target': 0.95, 'operator': '<=', 'violation': 0.0031633404169187918, 'scaled_violation': 0.0033298320178092545}] | maximum scale-free violation at first failed capacity | [1200.0, 1250.0] | [[0.0, 1200.0]] | FALSE | 1350 | reclaimed_water_substitution_ratio
869 | 1.1994 | 4.2903 | 0.002121 | 1150 | 1200 | max_source_abstraction_ratio | 0.0032924 | [{'constraint': 'max_source_abstraction_ratio', 'actual': 0.9532924489819116, 'target': 0.95, 'operator': '<=', 'violation': 0.003292448981911611, 'scaled_violation': 0.0034657357704332746}] | maximum scale-free violation at first failed capacity | [1150.0, 1200.0] | [[0.0, 1150.0]] | FALSE | 1300 | reclaimed_water_substitution_ratio
870 | 1.1256 | 8.8255 | 0.0050267 | 1200 | 1250 | max_source_abstraction_ratio | 0.0060734 | [{'constraint': 'max_source_abstraction_ratio', 'actual': 0.9560733895391869, 'target': 0.95, 'operator': '<=', 'violation': 0.006073389539186902, 'scaled_violation': 0.006393041620196739}, {'constraint': 'max_wtw_utilization', 'actual': 0.9526521971939169, 'target': 0.95, 'operator': '<=', 'violation': 0.002652197193916961, 'scaled_violation': 0.0027917865199125905}] | maximum scale-free violation at first failed capacity | [1200.0, 1250.0] | [[0.0, 1200.0]] | FALSE | 1400 | reclaimed_water_substitution_ratio
871 | 1.2755 | 3.6874 | 0.0021586 | 1050 | 1100 | max_source_abstraction_ratio | 0.0056752 | [{'constraint': 'max_source_abstraction_ratio', 'actual': 0.95567516912705, 'target': 0.95, 'operator': '<=', 'violation': 0.005675169127050017, 'scaled_violation': 0.0059738622390000185}, {'constraint': 'max_wtw_utilization', 'actual': 0.9522554017650926, 'target': 0.95, 'operator': '<=', 'violation': 0.002255401765092646, 'scaled_violation': 0.002374107121150154}] | maximum scale-free violation at first failed capacity | [1050.0, 1100.0] | [[0.0, 1050.0]] | FALSE | 1150 | reclaimed_water_substitution_ratio
872 | 1.1301 | 3.3629 | 0.0056507 | 1100 | 1150 | max_source_abstraction_ratio | 0.006283 | [{'constraint': 'max_source_abstraction_ratio', 'actual': 0.9562829890511937, 'target': 0.95, 'operator': '<=', 'violation': 0.0062829890511937325, 'scaled_violation': 0.006613672685467087}, {'constraint': 'max_wtw_utilization', 'actual': 0.9528610466795618, 'target': 0.95, 'operator': '<=', 'violation': 0.002861046679561885, 'scaled_violation': 0.0030116280837493526}] | maximum scale-free violation at first failed capacity | [1100.0, 1150.0] | [[0.0, 1100.0]] | FALSE | 1300 | reclaimed_water_substitution_ratio
873 | 1.321 | 3.6338 | 0.0016854 | 1000 | 1050 | max_source_abstraction_ratio | 0.0034354 | [{'constraint': 'max_source_abstraction_ratio', 'actual': 0.9534353515733531, 'target': 0.95, 'operator': '<=', 'violation': 0.0034353515733531736, 'scaled_violation': 0.003616159550898078}, {'constraint': 'max_wtw_utilization', 'actual': 0.9500235991261015, 'target': 0.95, 'operator': '<=', 'violation': 2.3599126101503387e-05, 'scaled_violation': 2.4841185370003566e-05}] | maximum scale-free violation at first failed capacity | [1000.0, 1050.0] | [[0.0, 1000.0]] | FALSE | 1100 | reclaimed_water_substitution_ratio
874 | 1.2917 | 7.7977 | 0.0064189 | 1000 | 1050 | max_source_abstraction_ratio | 0.0012543 | [{'constraint': 'max_source_abstraction_ratio', 'actual': 0.9512543379517624, 'target': 0.95, 'operator': '<=', 'violation': 0.001254337951762441, 'scaled_violation': 0.0013203557386973063}] | maximum scale-free violation at first failed capacity | [1000.0, 1050.0] | [[0.0, 1000.0]] | FALSE | 1200 | reclaimed_water_substitution_ratio
875 | 1.2183 | 5.5704 | 0.0071499 | 1050 | 1100 | max_source_abstraction_ratio | 0.0014671 | [{'constraint': 'max_source_abstraction_ratio', 'actual': 0.9514670648057194, 'target': 0.95, 'operator': '<=', 'violation': 0.0014670648057194535, 'scaled_violation': 0.0015442787428625827}] | maximum scale-free violation at first failed capacity | [1050.0, 1100.0] | [[0.0, 1050.0]] | FALSE | 1300 | reclaimed_water_substitution_ratio
876 | 1.2424 | 7.416 | 0.0015611 | 1100 | 1150 | max_source_abstraction_ratio | 0.00049251 | [{'constraint': 'max_source_abstraction_ratio', 'actual': 0.9504925071699134, 'target': 0.95, 'operator': '<=', 'violation': 0.0004925071699134476, 'scaled_violation': 0.0005184285999088922}] | maximum scale-free violation at first failed capacity | [1100.0, 1150.0] | [[0.0, 1100.0]] | FALSE | 1250 | reclaimed_water_substitution_ratio
877 | 1.1938 | 8.6627 | 0.0023309 | 1150 | 1200 | max_source_abstraction_ratio | 0.0026931 | [{'constraint': 'max_source_abstraction_ratio', 'actual': 0.9526931154813512, 'target': 0.95, 'operator': '<=', 'violation': 0.002693115481351205, 'scaled_violation': 0.002834858401422321}] | maximum scale-free violation at first failed capacity | [1150.0, 1200.0] | [[0.0, 1150.0]] | FALSE | 1300 | reclaimed_water_substitution_ratio
878 | 1.129 | 3.8786 | 0.0074396 | 1100 | 1150 | max_source_abstraction_ratio | 0.0026272 | [{'constraint': 'max_source_abstraction_ratio', 'actual': 0.9526272168104573, 'target': 0.95, 'operator': '<=', 'violation': 0.0026272168104573, 'scaled_violation': 0.0027654913794287373}] | maximum scale-free violation at first failed capacity | [1100.0, 1150.0] | [[0.0, 1100.0]] | FALSE | 1350 | reclaimed_water_substitution_ratio
879 | 1.322 | 7.9908 | 0.006809 | 1000 | 1050 | max_source_abstraction_ratio | 0.0055146 | [{'constraint': 'max_source_abstraction_ratio', 'actual': 0.9555145637195774, 'target': 0.95, 'operator': '<=', 'violation': 0.005514563719577481, 'scaled_violation': 0.005804803915344717}, {'constraint': 'max_wtw_utilization', 'actual': 0.9520953710645377, 'target': 0.95, 'operator': '<=', 'violation': 0.002095371064537721, 'scaled_violation': 0.0022056537521449697}] | maximum scale-free violation at first failed capacity | [1000.0, 1050.0] | [[0.0, 1000.0]] | FALSE | 1200 | reclaimed_water_substitution_ratio
880 | 1.207 | 3.476 | 0.0023681 | 1050 | 1100 | max_source_abstraction_ratio | 0.00035301 | [{'constraint': 'max_source_abstraction_ratio', 'actual': 0.9503530061933716, 'target': 0.95, 'operator': '<=', 'violation': 0.0003530061933716411, 'scaled_violation': 0.0003715854667069906}] | maximum scale-free violation at first failed capacity | [1050.0, 1100.0] | [[0.0, 1050.0]] | FALSE | 1200 | reclaimed_water_substitution_ratio
881 | 1.1622 | 6.8285 | 0.0075056 | 1100 | 1150 | max_source_abstraction_ratio | 0.0024249 | [{'constraint': 'max_source_abstraction_ratio', 'actual': 0.952424898642413, 'target': 0.95, 'operator': '<=', 'violation': 0.0024248986424130203, 'scaled_violation': 0.002552524886750548}] | maximum scale-free violation at first failed capacity | [1100.0, 1150.0] | [[0.0, 1100.0]] | FALSE | 1350 | reclaimed_water_substitution_ratio
882 | 1.3146 | 7.4826 | 0.0046637 | 1000 | 1050 | max_source_abstraction_ratio | 0.00063884 | [{'constraint': 'max_source_abstraction_ratio', 'actual': 0.9506388375706439, 'target': 0.95, 'operator': '<=', 'violation': 0.0006388375706439797, 'scaled_violation': 0.0006724606006778734}] | maximum scale-free violation at first failed capacity | [1000.0, 1050.0] | [[0.0, 1000.0]] | FALSE | 1200 | reclaimed_water_substitution_ratio
883 | 1.231 | 7.3547 | 0.004581 | 1100 | 1150 | max_source_abstraction_ratio | 0.0052166 | [{'constraint': 'max_source_abstraction_ratio', 'actual': 0.9552165549183923, 'target': 0.95, 'operator': '<=', 'violation': 0.0052165549183923465, 'scaled_violation': 0.0054911104404129964}, {'constraint': 'max_wtw_utilization', 'actual': 0.9517984286516031, 'target': 0.95, 'operator': '<=', 'violation': 0.0017984286516031789, 'scaled_violation': 0.001893082791161241}] | maximum scale-free violation at first failed capacity | [1100.0, 1150.0] | [[0.0, 1100.0]] | FALSE | 1250 | reclaimed_water_substitution_ratio
884 | 1.2827 | 6.0122 | 0.00054498 | 1100 | 1150 | max_source_abstraction_ratio | 0.0035592 | [{'constraint': 'max_source_abstraction_ratio', 'actual': 0.9535592465292424, 'target': 0.95, 'operator': '<=', 'violation': 0.0035592465292424436, 'scaled_violation': 0.0037465752939394143}, {'constraint': 'max_wtw_utilization', 'actual': 0.9501470507389594, 'target': 0.95, 'operator': '<=', 'violation': 0.00014705073895948662, 'scaled_violation': 0.00015479025153630172}] | maximum scale-free violation at first failed capacity | [1100.0, 1150.0] | [[0.0, 1100.0]] | FALSE | 1200 | reclaimed_water_substitution_ratio
885 | 1.3356 | 3.0587 | 0.002082 | 950 | 1000 | max_source_abstraction_ratio | 0.0079644 | [{'constraint': 'max_source_abstraction_ratio', 'actual': 0.9579643787289334, 'target': 0.95, 'operator': '<=', 'violation': 0.007964378728933408, 'scaled_violation': 0.008383556556772009}, {'constraint': 'max_wtw_utilization', 'actual': 0.9545364197088329, 'target': 0.95, 'operator': '<=', 'violation': 0.004536419708832895, 'scaled_violation': 0.004775178640876732}] | maximum scale-free violation at first failed capacity | [950.0, 1000.0] | [[0.0, 950.0]] | FALSE | 1050 | reclaimed_water_substitution_ratio
886 | 1.1861 | 8.8391 | 0.0019734 | 1150 | 1200 | max_source_abstraction_ratio | 0.00090635 | [{'constraint': 'max_source_abstraction_ratio', 'actual': 0.9509063532810087, 'target': 0.95, 'operator': '<=', 'violation': 0.0009063532810087427, 'scaled_violation': 0.0009540560852723608}] | maximum scale-free violation at first failed capacity | [1150.0, 1200.0] | [[0.0, 1150.0]] | FALSE | 1300 | reclaimed_water_substitution_ratio
887 | 1.1529 | 5.861 | 0.0075978 | 1100 | 1150 | max_source_abstraction_ratio | 0.0014301 | [{'constraint': 'max_source_abstraction_ratio', 'actual': 0.9514300928266491, 'target': 0.95, 'operator': '<=', 'violation': 0.0014300928266491875, 'scaled_violation': 0.0015053608701570396}] | maximum scale-free violation at first failed capacity | [1100.0, 1150.0] | [[0.0, 1100.0]] | FALSE | 1350 | reclaimed_water_substitution_ratio
888 | 1.1627 | 3.5077 | 0.0022927 | 1100 | 1150 | max_source_abstraction_ratio | 0.0010441 | [{'constraint': 'max_source_abstraction_ratio', 'actual': 0.9510440878016826, 'target': 0.95, 'operator': '<=', 'violation': 0.001044087801682636, 'scaled_violation': 0.0010990397912448802}] | maximum scale-free violation at first failed capacity | [1100.0, 1150.0] | [[0.0, 1100.0]] | FALSE | 1250 | reclaimed_water_substitution_ratio
889 | 1.3568 | 5.4199 | 0.00054559 | 1050 | 1100 | max_source_abstraction_ratio | 0.0054352 | [{'constraint': 'max_source_abstraction_ratio', 'actual': 0.9554351969388449, 'target': 0.95, 'operator': '<=', 'violation': 0.005435196938844977, 'scaled_violation': 0.005721259935626292}, {'constraint': 'max_wtw_utilization', 'actual': 0.9520162882881773, 'target': 0.95, 'operator': '<=', 'violation': 0.002016288288177348, 'scaled_violation': 0.0021224087243972086}] | maximum scale-free violation at first failed capacity | [1050.0, 1100.0] | [[0.0, 1050.0]] | FALSE | 1100 | reclaimed_water_substitution_ratio
890 | 1.2098 | 7.2656 | 0.0019958 | 1150 | 1200 | max_source_abstraction_ratio | 0.0041122 | [{'constraint': 'max_source_abstraction_ratio', 'actual': 0.9541121995576234, 'target': 0.95, 'operator': '<=', 'violation': 0.0041121995576234305, 'scaled_violation': 0.004328631113287822}, {'constraint': 'max_wtw_utilization', 'actual': 0.9506980250921793, 'target': 0.95, 'operator': '<=', 'violation': 0.0006980250921793107, 'scaled_violation': 0.0007347632549255903}] | maximum scale-free violation at first failed capacity | [1150.0, 1200.0] | [[0.0, 1150.0]] | FALSE | 1250 | reclaimed_water_substitution_ratio
891 | 1.1618 | 7.6133 | 0.0078428 | 1100 | 1150 | max_source_abstraction_ratio | 0.0030721 | [{'constraint': 'max_source_abstraction_ratio', 'actual': 0.9530721390975898, 'target': 0.95, 'operator': '<=', 'violation': 0.0030721390975898544, 'scaled_violation': 0.0032338306290419522}] | maximum scale-free violation at first failed capacity | [1100.0, 1150.0] | [[0.0, 1100.0]] | FALSE | 1350 | reclaimed_water_substitution_ratio
892 | 1.249 | 6.9359 | 0.0045709 | 1050 | 1100 | max_source_abstraction_ratio | 0.00016115 | [{'constraint': 'max_source_abstraction_ratio', 'actual': 0.9501611450021952, 'target': 0.95, 'operator': '<=', 'violation': 0.00016114500219521766, 'scaled_violation': 0.00016962631810022913}] | maximum scale-free violation at first failed capacity | [1050.0, 1100.0] | [[0.0, 1050.0]] | FALSE | 1250 | reclaimed_water_substitution_ratio
893 | 1.1648 | 5.7852 | 0.0055527 | 1150 | 1200 | max_source_abstraction_ratio | 0.0057232 | [{'constraint': 'max_source_abstraction_ratio', 'actual': 0.9557231928625728, 'target': 0.95, 'operator': '<=', 'violation': 0.0057231928625728345, 'scaled_violation': 0.0060244135395503525}, {'constraint': 'max_wtw_utilization', 'actual': 0.9523032536535186, 'target': 0.95, 'operator': '<=', 'violation': 0.0023032536535186887, 'scaled_violation': 0.0024244775300196727}] | maximum scale-free violation at first failed capacity | [1150.0, 1200.0] | [[0.0, 1150.0]] | FALSE | 1350 | reclaimed_water_substitution_ratio
894 | 1.1888 | 8.0741 | 0.002853 | 1150 | 1200 | max_source_abstraction_ratio | 0.0031509 | [{'constraint': 'max_source_abstraction_ratio', 'actual': 0.9531508942853029, 'target': 0.95, 'operator': '<=', 'violation': 0.0031508942853029076, 'scaled_violation': 0.0033167308266346396}] | maximum scale-free violation at first failed capacity | [1150.0, 1200.0] | [[0.0, 1150.0]] | FALSE | 1300 | reclaimed_water_substitution_ratio
895 | 1.2605 | 5.754 | 0.0048689 | 1050 | 1100 | max_source_abstraction_ratio | 0.0021485 | [{'constraint': 'max_source_abstraction_ratio', 'actual': 0.9521484896655451, 'target': 0.95, 'operator': '<=', 'violation': 0.00214848966554515, 'scaled_violation': 0.002261568068994895}] | maximum scale-free violation at first failed capacity | [1050.0, 1100.0] | [[0.0, 1050.0]] | FALSE | 1250 | reclaimed_water_substitution_ratio
896 | 1.2694 | 8.3771 | 0.0077517 | 1000 | 1050 | max_source_abstraction_ratio | 0.001142 | [{'constraint': 'max_source_abstraction_ratio', 'actual': 0.9511419774092588, 'target': 0.95, 'operator': '<=', 'violation': 0.0011419774092588098, 'scaled_violation': 0.0012020814834303262}] | maximum scale-free violation at first failed capacity | [1000.0, 1050.0] | [[0.0, 1000.0]] | FALSE | 1250 | reclaimed_water_substitution_ratio
897 | 1.2726 | 7.1497 | 0.0012791 | 1100 | 1150 | max_source_abstraction_ratio | 0.0037717 | [{'constraint': 'max_source_abstraction_ratio', 'actual': 0.9537717490898134, 'target': 0.95, 'operator': '<=', 'violation': 0.003771749089813481, 'scaled_violation': 0.0039702621998036645}, {'constraint': 'max_wtw_utilization', 'actual': 0.9503587928849624, 'target': 0.95, 'operator': '<=', 'violation': 0.00035879288496243333, 'scaled_violation': 0.00037767672101308774}] | maximum scale-free violation at first failed capacity | [1100.0, 1150.0] | [[0.0, 1100.0]] | FALSE | 1200 | reclaimed_water_substitution_ratio
898 | 1.2744 | 4.723 | 0.0068604 | 1000 | 1050 | max_source_abstraction_ratio | 5.9876e-05 | [{'constraint': 'max_source_abstraction_ratio', 'actual': 0.950059876240202, 'target': 0.95, 'operator': '<=', 'violation': 5.98762402020947e-05, 'scaled_violation': 6.302762126536285e-05}] | maximum scale-free violation at first failed capacity | [1000.0, 1050.0] | [[0.0, 1000.0]] | FALSE | 1200 | reclaimed_water_substitution_ratio
899 | 1.314 | 7.5784 | 0.00080841 | 1050 | 1100 | max_source_abstraction_ratio | 0.00072426 | [{'constraint': 'max_source_abstraction_ratio', 'actual': 0.9507242555758598, 'target': 0.95, 'operator': '<=', 'violation': 0.0007242555758598668, 'scaled_violation': 0.0007623742903788072}] | maximum scale-free violation at first failed capacity | [1050.0, 1100.0] | [[0.0, 1050.0]] | FALSE | 1150 | reclaimed_water_substitution_ratio
900 | 1.2761 | 3.4854 | 0.007919 | 950 | 1000 | max_source_abstraction_ratio | 0.0042066 | [{'constraint': 'max_source_abstraction_ratio', 'actual': 0.9542066232468236, 'target': 0.95, 'operator': '<=', 'violation': 0.0042066232468236375, 'scaled_violation': 0.004428024470340671}, {'constraint': 'max_wtw_utilization', 'actual': 0.9507921108976918, 'target': 0.95, 'operator': '<=', 'violation': 0.0007921108976918223, 'scaled_violation': 0.0008338009449387604}] | maximum scale-free violation at first failed capacity | [950.0, 1000.0] | [[0.0, 950.0]] | FALSE | 1150 | reclaimed_water_substitution_ratio
901 | 1.2324 | 8.436 | 0.0016849 | 1150 | 1200 | max_source_abstraction_ratio | 0.0064605 | [{'constraint': 'max_source_abstraction_ratio', 'actual': 0.9564605303586022, 'target': 0.95, 'operator': '<=', 'violation': 0.006460530358602279, 'scaled_violation': 0.006800558272212926}, {'constraint': 'max_wtw_utilization', 'actual': 0.9530379526769946, 'target': 0.95, 'operator': '<=', 'violation': 0.003037952676994693, 'scaled_violation': 0.0031978449231523085}] | maximum scale-free violation at first failed capacity | [1150.0, 1200.0] | [[0.0, 1150.0]] | FALSE | 1250 | reclaimed_water_substitution_ratio
902 | 1.3542 | 6.3704 | 0.0032942 | 1000 | 1050 | max_source_abstraction_ratio | 0.0026952 | [{'constraint': 'max_source_abstraction_ratio', 'actual': 0.9526951910816744, 'target': 0.95, 'operator': '<=', 'violation': 0.002695191081674486, 'scaled_violation': 0.0028370432438678803}] | maximum scale-free violation at first failed capacity | [1000.0, 1050.0] | [[0.0, 1000.0]] | FALSE | 1150 | reclaimed_water_substitution_ratio
903 | 1.2466 | 4.0516 | 0.0053915 | 1050 | 1100 | max_source_abstraction_ratio | 0.0041551 | [{'constraint': 'max_source_abstraction_ratio', 'actual': 0.9541550932970281, 'target': 0.95, 'operator': '<=', 'violation': 0.004155093297028123, 'scaled_violation': 0.00437378241792434}, {'constraint': 'max_wtw_utilization', 'actual': 0.9507407653415545, 'target': 0.95, 'operator': '<=', 'violation': 0.000740765341554539, 'scaled_violation': 0.000779752991110041}] | maximum scale-free violation at first failed capacity | [1050.0, 1100.0] | [[0.0, 1050.0]] | FALSE | 1250 | reclaimed_water_substitution_ratio
904 | 1.2542 | 4.6696 | 0.0043217 | 1050 | 1100 | max_source_abstraction_ratio | 0.00030434 | [{'constraint': 'max_source_abstraction_ratio', 'actual': 0.9503043446821896, 'target': 0.95, 'operator': '<=', 'violation': 0.00030434468218965005, 'scaled_violation': 0.0003203628233575264}] | maximum scale-free violation at first failed capacity | [1050.0, 1100.0] | [[0.0, 1050.0]] | FALSE | 1250 | reclaimed_water_substitution_ratio
905 | 1.3356 | 6.0045 | 0.002864 | 1050 | 1100 | max_source_abstraction_ratio | 0.0073948 | [{'constraint': 'max_source_abstraction_ratio', 'actual': 0.9573947978153348, 'target': 0.95, 'operator': '<=', 'violation': 0.007394797815334808, 'scaled_violation': 0.00778399770035243}, {'constraint': 'max_wtw_utilization', 'actual': 0.9539688769712604, 'target': 0.95, 'operator': '<=', 'violation': 0.003968876971260471, 'scaled_violation': 0.004177765232905759}] | maximum scale-free violation at first failed capacity | [1050.0, 1100.0] | [[0.0, 1050.0]] | FALSE | 1150 | reclaimed_water_substitution_ratio
906 | 1.1774 | 7.9535 | 0.0061112 | 1100 | 1150 | max_source_abstraction_ratio | 0.001516 | [{'constraint': 'max_source_abstraction_ratio', 'actual': 0.9515160401480479, 'target': 0.95, 'operator': '<=', 'violation': 0.001516040148047959, 'scaled_violation': 0.0015958317347873254}] | maximum scale-free violation at first failed capacity | [1100.0, 1150.0] | [[0.0, 1100.0]] | FALSE | 1300 | reclaimed_water_substitution_ratio
907 | 1.1948 | 8.1314 | 0.0015831 | 1150 | 1200 | max_source_abstraction_ratio | 0.001235 | [{'constraint': 'max_source_abstraction_ratio', 'actual': 0.951234992611779, 'target': 0.95, 'operator': '<=', 'violation': 0.0012349926117790622, 'scaled_violation': 0.0012999922229253286}] | maximum scale-free violation at first failed capacity | [1150.0, 1200.0] | [[0.0, 1150.0]] | FALSE | 1300 | reclaimed_water_substitution_ratio
908 | 1.1571 | 8.3053 | 0.0073212 | 1100 | 1150 | max_source_abstraction_ratio | 0.0014018 | [{'constraint': 'max_source_abstraction_ratio', 'actual': 0.9514018260945594, 'target': 0.95, 'operator': '<=', 'violation': 0.0014018260945594108, 'scaled_violation': 0.0014756064153256957}] | maximum scale-free violation at first failed capacity | [1100.0, 1150.0] | [[0.0, 1100.0]] | FALSE | 1350 | reclaimed_water_substitution_ratio
909 | 1.1993 | 5.4864 | 0.0025102 | 1150 | 1200 | max_source_abstraction_ratio | 0.0038177 | [{'constraint': 'max_source_abstraction_ratio', 'actual': 0.9538177166932056, 'target': 0.95, 'operator': '<=', 'violation': 0.0038177166932056306, 'scaled_violation': 0.004018649150742769}, {'constraint': 'max_wtw_utilization', 'actual': 0.9504045959988764, 'target': 0.95, 'operator': '<=', 'violation': 0.0004045959988764336, 'scaled_violation': 0.000425890525133088}] | maximum scale-free violation at first failed capacity | [1150.0, 1200.0] | [[0.0, 1150.0]] | FALSE | 1300 | reclaimed_water_substitution_ratio
910 | 1.1224 | 6.6067 | 0.00097453 | 1250 | 1300 | max_source_abstraction_ratio | 0.0029199 | [{'constraint': 'max_source_abstraction_ratio', 'actual': 0.9529199483065651, 'target': 0.95, 'operator': '<=', 'violation': 0.0029199483065651677, 'scaled_violation': 0.0030736297963843873}] | maximum scale-free violation at first failed capacity | [1250.0, 1300.0] | [[0.0, 1250.0]] | FALSE | 1350 | reclaimed_water_substitution_ratio
911 | 1.3032 | 5.815 | 0.0046065 | 1050 | 1100 | max_source_abstraction_ratio | 0.0068439 | [{'constraint': 'max_source_abstraction_ratio', 'actual': 0.9568439140217978, 'target': 0.95, 'operator': '<=', 'violation': 0.006843914021797848, 'scaled_violation': 0.007204120022945103}, {'constraint': 'max_wtw_utilization', 'actual': 0.9534199644483792, 'target': 0.95, 'operator': '<=', 'violation': 0.00341996444837922, 'scaled_violation': 0.0035999625772412847}] | maximum scale-free violation at first failed capacity | [1050.0, 1100.0] | [[0.0, 1050.0]] | FALSE | 1200 | reclaimed_water_substitution_ratio
912 | 1.2686 | 8.1343 | 0.0076533 | 1000 | 1050 | max_source_abstraction_ratio | 0.00087183 | [{'constraint': 'max_source_abstraction_ratio', 'actual': 0.9508718331481333, 'target': 0.95, 'operator': '<=', 'violation': 0.0008718331481333275, 'scaled_violation': 0.0009177191032982394}] | maximum scale-free violation at first failed capacity | [1000.0, 1050.0] | [[0.0, 1000.0]] | FALSE | 1250 | reclaimed_water_substitution_ratio
913 | 1.3593 | 3.2498 | 0.00099966 | 950 | 1000 | max_source_abstraction_ratio | 0.0048576 | [{'constraint': 'max_source_abstraction_ratio', 'actual': 0.9548575795576069, 'target': 0.95, 'operator': '<=', 'violation': 0.004857579557606906, 'scaled_violation': 0.005113241639586217}, {'constraint': 'max_wtw_utilization', 'actual': 0.9514407378404872, 'target': 0.95, 'operator': '<=', 'violation': 0.0014407378404872606, 'scaled_violation': 0.001516566147881327}] | maximum scale-free violation at first failed capacity | [950.0, 1000.0] | [[0.0, 950.0]] | FALSE | 1050 | reclaimed_water_substitution_ratio
914 | 1.202 | 6.4701 | 0.0011004 | 1150 | 1200 | max_source_abstraction_ratio | 0.0011527 | [{'constraint': 'max_source_abstraction_ratio', 'actual': 0.9511527261876008, 'target': 0.95, 'operator': '<=', 'violation': 0.001152726187600872, 'scaled_violation': 0.0012133959869482865}] | maximum scale-free violation at first failed capacity | [1150.0, 1200.0] | [[0.0, 1150.0]] | FALSE | 1300 | reclaimed_water_substitution_ratio
915 | 1.2023 | 7.8639 | 0.0049312 | 1100 | 1150 | max_source_abstraction_ratio | 0.0022801 | [{'constraint': 'max_source_abstraction_ratio', 'actual': 0.9522800879828824, 'target': 0.95, 'operator': '<=', 'violation': 0.002280087982882484, 'scaled_violation': 0.002400092613560509}] | maximum scale-free violation at first failed capacity | [1100.0, 1150.0] | [[0.0, 1100.0]] | FALSE | 1300 | reclaimed_water_substitution_ratio
916 | 1.2114 | 3.8729 | 0.0036793 | 1100 | 1150 | max_source_abstraction_ratio | 0.0055802 | [{'constraint': 'max_source_abstraction_ratio', 'actual': 0.9555802335211497, 'target': 0.95, 'operator': '<=', 'violation': 0.00558023352114978, 'scaled_violation': 0.005873930022262926}, {'constraint': 'max_wtw_utilization', 'actual': 0.9521608058747119, 'target': 0.95, 'operator': '<=', 'violation': 0.002160805874711902, 'scaled_violation': 0.002274532499696739}] | maximum scale-free violation at first failed capacity | [1100.0, 1150.0] | [[0.0, 1100.0]] | FALSE | 1250 | reclaimed_water_substitution_ratio
917 | 1.2427 | 4.0674 | 0.002609 | 1100 | 1150 | max_source_abstraction_ratio | 0.0052041 | [{'constraint': 'max_source_abstraction_ratio', 'actual': 0.9552040560731121, 'target': 0.95, 'operator': '<=', 'violation': 0.00520405607311214, 'scaled_violation': 0.005477953761170674}, {'constraint': 'max_wtw_utilization', 'actual': 0.9517859745319207, 'target': 0.95, 'operator': '<=', 'violation': 0.0017859745319207532, 'scaled_violation': 0.0018799731914955298}] | maximum scale-free violation at first failed capacity | [1100.0, 1150.0] | [[0.0, 1100.0]] | FALSE | 1200 | reclaimed_water_substitution_ratio
918 | 1.123 | 7.3314 | 0.0013856 | 1250 | 1300 | max_source_abstraction_ratio | 0.0039649 | [{'constraint': 'max_source_abstraction_ratio', 'actual': 0.9539648895822009, 'target': 0.95, 'operator': '<=', 'violation': 0.003964889582200981, 'scaled_violation': 0.004173567981264191}, {'constraint': 'max_wtw_utilization', 'actual': 0.9505512422475879, 'target': 0.95, 'operator': '<=', 'violation': 0.0005512422475879575, 'scaled_violation': 0.0005802549974610079}] | maximum scale-free violation at first failed capacity | [1250.0, 1300.0] | [[0.0, 1250.0]] | FALSE | 1350 | reclaimed_water_substitution_ratio
919 | 1.3432 | 8.7617 | 0.0021565 | 1050 | 1100 | max_source_abstraction_ratio | 0.0069291 | [{'constraint': 'max_source_abstraction_ratio', 'actual': 0.9569290804560017, 'target': 0.95, 'operator': '<=', 'violation': 0.006929080456001713, 'scaled_violation': 0.007293768901054435}, {'constraint': 'max_wtw_utilization', 'actual': 0.9535048261248563, 'target': 0.95, 'operator': '<=', 'violation': 0.003504826124856364, 'scaled_violation': 0.003689290657743541}] | maximum scale-free violation at first failed capacity | [1050.0, 1100.0] | [[0.0, 1050.0]] | FALSE | 1150 | reclaimed_water_substitution_ratio
920 | 1.2749 | 5.7086 | 0.0017744 | 1100 | 1150 | max_source_abstraction_ratio | 0.0050739 | [{'constraint': 'max_source_abstraction_ratio', 'actual': 0.9550739071495057, 'target': 0.95, 'operator': '<=', 'violation': 0.00507390714950573, 'scaled_violation': 0.005340954894216558}, {'constraint': 'max_wtw_utilization', 'actual': 0.9516562913304086, 'target': 0.95, 'operator': '<=', 'violation': 0.0016562913304086768, 'scaled_violation': 0.001743464558324923}] | maximum scale-free violation at first failed capacity | [1100.0, 1150.0] | [[0.0, 1100.0]] | FALSE | 1200 | reclaimed_water_substitution_ratio
921 | 1.1233 | 3.4894 | 0.0016611 | 1150 | 1200 | max_source_abstraction_ratio | 0.0013781 | [{'constraint': 'max_source_abstraction_ratio', 'actual': 0.9513781345460717, 'target': 0.95, 'operator': '<=', 'violation': 0.0013781345460717187, 'scaled_violation': 0.0014506679432333882}] | maximum scale-free violation at first failed capacity | [1150.0, 1200.0] | [[0.0, 1150.0]] | FALSE | 1300 | reclaimed_water_substitution_ratio
922 | 1.264 | 8.697 | 0.0053094 | 1050 | 1100 | max_source_abstraction_ratio | 0.0034414 | [{'constraint': 'max_source_abstraction_ratio', 'actual': 0.953441414124144, 'target': 0.95, 'operator': '<=', 'violation': 0.0034414141241440044, 'scaled_violation': 0.0036225411833094787}, {'constraint': 'max_wtw_utilization', 'actual': 0.9500296399827916, 'target': 0.95, 'operator': '<=', 'violation': 2.9639982791596076e-05, 'scaled_violation': 3.1199981885890605e-05}] | maximum scale-free violation at first failed capacity | [1050.0, 1100.0] | [[0.0, 1050.0]] | FALSE | 1250 | reclaimed_water_substitution_ratio
923 | 1.3501 | 8.1139 | 0.0018096 | 1050 | 1100 | max_source_abstraction_ratio | 0.0070976 | [{'constraint': 'max_source_abstraction_ratio', 'actual': 0.9570975620948109, 'target': 0.95, 'operator': '<=', 'violation': 0.007097562094810939, 'scaled_violation': 0.007471117994537831}, {'constraint': 'max_wtw_utilization', 'actual': 0.953672704872612, 'target': 0.95, 'operator': '<=', 'violation': 0.003672704872612065, 'scaled_violation': 0.0038660051290653314}] | maximum scale-free violation at first failed capacity | [1050.0, 1100.0] | [[0.0, 1050.0]] | FALSE | 1150 | reclaimed_water_substitution_ratio
924 | 1.215 | 7.7185 | 0.0062746 | 1100 | 1150 | max_source_abstraction_ratio | 0.0066493 | [{'constraint': 'max_source_abstraction_ratio', 'actual': 0.9566492514100754, 'target': 0.95, 'operator': '<=', 'violation': 0.006649251410075441, 'scaled_violation': 0.0069992120106057275}, {'constraint': 'max_wtw_utilization', 'actual': 0.9532259984131376, 'target': 0.95, 'operator': '<=', 'violation': 0.003225998413137643, 'scaled_violation': 0.0033957878033027823}] | maximum scale-free violation at first failed capacity | [1100.0, 1150.0] | [[0.0, 1100.0]] | FALSE | 1300 | reclaimed_water_substitution_ratio
925 | 1.1548 | 4.3991 | 0.0020644 | 1200 | 1250 | max_source_abstraction_ratio | 0.003525 | [{'constraint': 'max_source_abstraction_ratio', 'actual': 0.9535250224378217, 'target': 0.95, 'operator': '<=', 'violation': 0.003525022437821712, 'scaled_violation': 0.0037105499345491707}, {'constraint': 'max_wtw_utilization', 'actual': 0.9501129491142875, 'target': 0.95, 'operator': '<=', 'violation': 0.00011294911428749721, 'scaled_violation': 0.00011889380451315496}] | maximum scale-free violation at first failed capacity | [1200.0, 1250.0] | [[0.0, 1200.0]] | FALSE | 1350 | reclaimed_water_substitution_ratio
926 | 1.3036 | 4.1726 | 0.0058134 | 1000 | 1050 | max_source_abstraction_ratio | 0.0029384 | [{'constraint': 'max_source_abstraction_ratio', 'actual': 0.9529384258629936, 'target': 0.95, 'operator': '<=', 'violation': 0.0029384258629936433, 'scaled_violation': 0.0030930798557827826}] | maximum scale-free violation at first failed capacity | [1000.0, 1050.0] | [[0.0, 1000.0]] | FALSE | 1200 | reclaimed_water_substitution_ratio
927 | 1.3054 | 5.3399 | 0.0039209 | 1050 | 1100 | max_source_abstraction_ratio | 0.0057675 | [{'constraint': 'max_source_abstraction_ratio', 'actual': 0.955767456536297, 'target': 0.95, 'operator': '<=', 'violation': 0.0057674565362970664, 'scaled_violation': 0.0060710068803127015}, {'constraint': 'max_wtw_utilization', 'actual': 0.9523473589350699, 'target': 0.95, 'operator': '<=', 'violation': 0.0023473589350699875, 'scaled_violation': 0.0024709041421789343}] | maximum scale-free violation at first failed capacity | [1050.0, 1100.0] | [[0.0, 1050.0]] | FALSE | 1200 | reclaimed_water_substitution_ratio
928 | 1.2299 | 8.037 | 0.0065383 | 1050 | 1100 | max_source_abstraction_ratio | 0.0016811 | [{'constraint': 'max_source_abstraction_ratio', 'actual': 0.9516811276406908, 'target': 0.95, 'operator': '<=', 'violation': 0.0016811276406908382, 'scaled_violation': 0.0017696080428324613}] | maximum scale-free violation at first failed capacity | [1050.0, 1100.0] | [[0.0, 1050.0]] | FALSE | 1250 | reclaimed_water_substitution_ratio
929 | 1.3389 | 5.4428 | 0.003349 | 1000 | 1050 | max_source_abstraction_ratio | 0.0010098 | [{'constraint': 'max_source_abstraction_ratio', 'actual': 0.9510098095696612, 'target': 0.95, 'operator': '<=', 'violation': 0.0010098095696612353, 'scaled_violation': 0.0010629574417486687}] | maximum scale-free violation at first failed capacity | [1000.0, 1050.0] | [[0.0, 1000.0]] | FALSE | 1150 | reclaimed_water_substitution_ratio
930 | 1.2372 | 8.8933 | 0.0063006 | 1050 | 1100 | max_source_abstraction_ratio | 0.00211 | [{'constraint': 'max_source_abstraction_ratio', 'actual': 0.9521099628137296, 'target': 0.95, 'operator': '<=', 'violation': 0.00210996281372966, 'scaled_violation': 0.0022210134881364843}] | maximum scale-free violation at first failed capacity | [1050.0, 1100.0] | [[0.0, 1050.0]] | FALSE | 1250 | reclaimed_water_substitution_ratio
931 | 1.208 | 8.5336 | 0.0079505 | 1050 | 1100 | max_source_abstraction_ratio | 0.0017767 | [{'constraint': 'max_source_abstraction_ratio', 'actual': 0.9517766906435434, 'target': 0.95, 'operator': '<=', 'violation': 0.001776690643543466, 'scaled_violation': 0.0018702006774141747}] | maximum scale-free violation at first failed capacity | [1050.0, 1100.0] | [[0.0, 1050.0]] | FALSE | 1300 | reclaimed_water_substitution_ratio
932 | 1.3342 | 5.5339 | 0.00070525 | 1050 | 1100 | max_source_abstraction_ratio | 0.0029904 | [{'constraint': 'max_source_abstraction_ratio', 'actual': 0.9529904169230218, 'target': 0.95, 'operator': '<=', 'violation': 0.0029904169230218214, 'scaled_violation': 0.003147807287391391}] | maximum scale-free violation at first failed capacity | [1050.0, 1100.0] | [[0.0, 1050.0]] | FALSE | 1150 | reclaimed_water_substitution_ratio
933 | 1.3085 | 6.9426 | 0.0052916 | 1000 | 1050 | max_source_abstraction_ratio | 0.0011021 | [{'constraint': 'max_source_abstraction_ratio', 'actual': 0.9511021405736392, 'target': 0.95, 'operator': '<=', 'violation': 0.001102140573639221, 'scaled_violation': 0.0011601479722518114}] | maximum scale-free violation at first failed capacity | [1000.0, 1050.0] | [[0.0, 1000.0]] | FALSE | 1200 | reclaimed_water_substitution_ratio
934 | 1.2134 | 8.3732 | 0.0025306 | 1150 | 1200 | max_source_abstraction_ratio | 0.0057368 | [{'constraint': 'max_source_abstraction_ratio', 'actual': 0.9557368369940531, 'target': 0.95, 'operator': '<=', 'violation': 0.0057368369940531405, 'scaled_violation': 0.006038775783213832}, {'constraint': 'max_wtw_utilization', 'actual': 0.9523168489611339, 'target': 0.95, 'operator': '<=', 'violation': 0.0023168489611339327, 'scaled_violation': 0.002438788380140982}] | maximum scale-free violation at first failed capacity | [1150.0, 1200.0] | [[0.0, 1150.0]] | FALSE | 1250 | reclaimed_water_substitution_ratio
935 | 1.1849 | 6.0666 | 0.0060651 | 1100 | 1150 | max_source_abstraction_ratio | 0.0023779 | [{'constraint': 'max_source_abstraction_ratio', 'actual': 0.9523778961175103, 'target': 0.95, 'operator': '<=', 'violation': 0.0023778961175103808, 'scaled_violation': 0.0025030485447477694}] | maximum scale-free violation at first failed capacity | [1100.0, 1150.0] | [[0.0, 1100.0]] | FALSE | 1300 | reclaimed_water_substitution_ratio
936 | 1.2375 | 7.2323 | 0.006364 | 1050 | 1100 | max_source_abstraction_ratio | 0.0022712 | [{'constraint': 'max_source_abstraction_ratio', 'actual': 0.9522711740928438, 'target': 0.95, 'operator': '<=', 'violation': 0.0022711740928438306, 'scaled_violation': 0.002390709571414559}] | maximum scale-free violation at first failed capacity | [1050.0, 1100.0] | [[0.0, 1050.0]] | FALSE | 1250 | reclaimed_water_substitution_ratio
937 | 1.2949 | 4.0732 | 0.0075308 | 1000 | 1050 | max_source_abstraction_ratio | 0.0061855 | [{'constraint': 'max_source_abstraction_ratio', 'actual': 0.9561855481781518, 'target': 0.95, 'operator': '<=', 'violation': 0.006185548178151867, 'scaled_violation': 0.006511103345423018}, {'constraint': 'max_wtw_utilization', 'actual': 0.9527639544868334, 'target': 0.95, 'operator': '<=', 'violation': 0.00276395448683342, 'scaled_violation': 0.002909425775614126}] | maximum scale-free violation at first failed capacity | [1000.0, 1050.0] | [[0.0, 1000.0]] | FALSE | 1200 | reclaimed_water_substitution_ratio
938 | 1.2283 | 4.1262 | 0.0013692 | 1100 | 1150 | max_source_abstraction_ratio | 0.00015794 | [{'constraint': 'max_source_abstraction_ratio', 'actual': 0.9501579385728679, 'target': 0.95, 'operator': '<=', 'violation': 0.00015793857286794388, 'scaled_violation': 0.00016625112933467778}] | maximum scale-free violation at first failed capacity | [1100.0, 1150.0] | [[0.0, 1100.0]] | FALSE | 1250 | reclaimed_water_substitution_ratio
939 | 1.1774 | 7.3876 | 0.0067907 | 1100 | 1150 | max_source_abstraction_ratio | 0.0028997 | [{'constraint': 'max_source_abstraction_ratio', 'actual': 0.9528997295141114, 'target': 0.95, 'operator': '<=', 'violation': 0.0028997295141114376, 'scaled_violation': 0.003052346856959408}] | maximum scale-free violation at first failed capacity | [1100.0, 1150.0] | [[0.0, 1100.0]] | FALSE | 1300 | reclaimed_water_substitution_ratio
940 | 1.3379 | 4.8986 | 0.00050667 | 1050 | 1100 | max_source_abstraction_ratio | 0.0030549 | [{'constraint': 'max_source_abstraction_ratio', 'actual': 0.9530549374389056, 'target': 0.95, 'operator': '<=', 'violation': 0.003054937438905614, 'scaled_violation': 0.003215723619900646}] | maximum scale-free violation at first failed capacity | [1050.0, 1100.0] | [[0.0, 1050.0]] | FALSE | 1150 | reclaimed_water_substitution_ratio
941 | 1.1525 | 7.3008 | 0.007002 | 1100 | 1150 | max_source_abstraction_ratio | 0.000154 | [{'constraint': 'max_source_abstraction_ratio', 'actual': 0.9501539966846229, 'target': 0.95, 'operator': '<=', 'violation': 0.0001539966846229035, 'scaled_violation': 0.00016210177328726685}] | maximum scale-free violation at first failed capacity | [1100.0, 1150.0] | [[0.0, 1100.0]] | FALSE | 1350 | reclaimed_water_substitution_ratio
942 | 1.2966 | 8.9553 | 0.0015529 | 1050 | 1100 | max_source_abstraction_ratio | 6.1859e-05 | [{'constraint': 'max_source_abstraction_ratio', 'actual': 0.9500618585062249, 'target': 0.95, 'operator': '<=', 'violation': 6.185850622497657e-05, 'scaled_violation': 6.511421707892271e-05}] | maximum scale-free violation at first failed capacity | [1050.0, 1100.0] | [[0.0, 1050.0]] | FALSE | 1200 | reclaimed_water_substitution_ratio
943 | 1.3132 | 5.6914 | 0.0011144 | 1050 | 1100 | max_source_abstraction_ratio | 0.0012252 | [{'constraint': 'max_source_abstraction_ratio', 'actual': 0.951225178704302, 'target': 0.95, 'operator': '<=', 'violation': 0.0012251787043020546, 'scaled_violation': 0.0012896617940021627}] | maximum scale-free violation at first failed capacity | [1050.0, 1100.0] | [[0.0, 1050.0]] | FALSE | 1150 | reclaimed_water_substitution_ratio
944 | 1.3305 | 7.8062 | 0.0037974 | 1000 | 1050 | max_source_abstraction_ratio | 0.00087541 | [{'constraint': 'max_source_abstraction_ratio', 'actual': 0.9508754138194092, 'target': 0.95, 'operator': '<=', 'violation': 0.0008754138194092542, 'scaled_violation': 0.0009214882309571097}] | maximum scale-free violation at first failed capacity | [1000.0, 1050.0] | [[0.0, 1000.0]] | FALSE | 1150 | reclaimed_water_substitution_ratio
945 | 1.1369 | 3.7984 | 0.0032643 | 1150 | 1200 | max_source_abstraction_ratio | 0.0026133 | [{'constraint': 'max_source_abstraction_ratio', 'actual': 0.9526133035182014, 'target': 0.95, 'operator': '<=', 'violation': 0.0026133035182014375, 'scaled_violation': 0.0027508458086330924}] | maximum scale-free violation at first failed capacity | [1150.0, 1200.0] | [[0.0, 1150.0]] | FALSE | 1300 | reclaimed_water_substitution_ratio
946 | 1.2114 | 3.0529 | 0.0014217 | 1050 | 1100 | max_source_abstraction_ratio | 0.0066784 | [{'constraint': 'max_source_abstraction_ratio', 'actual': 0.956678375181784, 'target': 0.95, 'operator': '<=', 'violation': 0.006678375181784046, 'scaled_violation': 0.00702986861240426}, {'constraint': 'max_wtw_utilization', 'actual': 0.9532550179689713, 'target': 0.95, 'operator': '<=', 'violation': 0.003255017968971319, 'scaled_violation': 0.0034263347041803356}] | maximum scale-free violation at first failed capacity | [1050.0, 1100.0] | [[0.0, 1050.0]] | FALSE | 1150 | reclaimed_water_substitution_ratio
947 | 1.2907 | 4.9377 | 0.0056961 | 1050 | 1100 | max_source_abstraction_ratio | 0.0074604 | [{'constraint': 'max_source_abstraction_ratio', 'actual': 0.9574604472009705, 'target': 0.95, 'operator': '<=', 'violation': 0.007460447200970499, 'scaled_violation': 0.007853102316811052}, {'constraint': 'max_wtw_utilization', 'actual': 0.9540342914385541, 'target': 0.95, 'operator': '<=', 'violation': 0.004034291438554161, 'scaled_violation': 0.0042466225668991164}] | maximum scale-free violation at first failed capacity | [1050.0, 1100.0] | [[0.0, 1050.0]] | FALSE | 1200 | reclaimed_water_substitution_ratio
948 | 1.1447 | 8.4998 | 0.0050893 | 1150 | 1200 | max_source_abstraction_ratio | 0.002049 | [{'constraint': 'max_source_abstraction_ratio', 'actual': 0.9520490338853088, 'target': 0.95, 'operator': '<=', 'violation': 0.0020490338853088597, 'scaled_violation': 0.002156877774009326}] | maximum scale-free violation at first failed capacity | [1150.0, 1200.0] | [[0.0, 1150.0]] | FALSE | 1350 | reclaimed_water_substitution_ratio
949 | 1.2135 | 5.3494 | 0.0041467 | 1100 | 1150 | max_source_abstraction_ratio | 0.0020993 | [{'constraint': 'max_source_abstraction_ratio', 'actual': 0.9520992664245747, 'target': 0.95, 'operator': '<=', 'violation': 0.0020992664245746973, 'scaled_violation': 0.0022097541311312603}] | maximum scale-free violation at first failed capacity | [1100.0, 1150.0] | [[0.0, 1100.0]] | FALSE | 1300 | reclaimed_water_substitution_ratio
950 | 1.3338 | 4.5787 | 0.0042217 | 1000 | 1050 | max_source_abstraction_ratio | 0.0020492 | [{'constraint': 'max_source_abstraction_ratio', 'actual': 0.9520491810897095, 'target': 0.95, 'operator': '<=', 'violation': 0.0020491810897095286, 'scaled_violation': 0.00215703272601003}] | maximum scale-free violation at first failed capacity | [1000.0, 1050.0] | [[0.0, 1000.0]] | FALSE | 1150 | reclaimed_water_substitution_ratio
951 | 1.259 | 3.3222 | 0.0077464 | 950 | 1000 | max_source_abstraction_ratio | 0.0045404 | [{'constraint': 'max_source_abstraction_ratio', 'actual': 0.9545403753394528, 'target': 0.95, 'operator': '<=', 'violation': 0.00454037533945284, 'scaled_violation': 0.004779342462581937}, {'constraint': 'max_wtw_utilization', 'actual': 0.9511246686990488, 'target': 0.95, 'operator': '<=', 'violation': 0.0011246686990488142, 'scaled_violation': 0.001183861788472436}] | maximum scale-free violation at first failed capacity | [950.0, 1000.0] | [[0.0, 950.0]] | FALSE | 1150 | reclaimed_water_substitution_ratio
952 | 1.2355 | 7.2001 | 0.0073181 | 1050 | 1100 | max_source_abstraction_ratio | 0.0038964 | [{'constraint': 'max_source_abstraction_ratio', 'actual': 0.953896361614142, 'target': 0.95, 'operator': '<=', 'violation': 0.0038963616141420854, 'scaled_violation': 0.004101433278044301}, {'constraint': 'max_wtw_utilization', 'actual': 0.9504829594985281, 'target': 0.95, 'operator': '<=', 'violation': 0.0004829594985281682, 'scaled_violation': 0.000508378419503335}] | maximum scale-free violation at first failed capacity | [1050.0, 1100.0] | [[0.0, 1050.0]] | FALSE | 1250 | reclaimed_water_substitution_ratio
953 | 1.3222 | 7.058 | 0.0066517 | 1000 | 1050 | max_source_abstraction_ratio | 0.0052464 | [{'constraint': 'max_source_abstraction_ratio', 'actual': 0.955246359164375, 'target': 0.95, 'operator': '<=', 'violation': 0.005246359164374992, 'scaled_violation': 0.005522483330921044}, {'constraint': 'max_wtw_utilization', 'actual': 0.9518281262467163, 'target': 0.95, 'operator': '<=', 'violation': 0.001828126246716355, 'scaled_violation': 0.0019243434175961634}] | maximum scale-free violation at first failed capacity | [1000.0, 1050.0] | [[0.0, 1000.0]] | FALSE | 1200 | reclaimed_water_substitution_ratio
954 | 1.3538 | 4.0798 | 0.0077766 | 950 | 1000 | max_source_abstraction_ratio | 0.0052265 | [{'constraint': 'max_source_abstraction_ratio', 'actual': 0.9552265469134663, 'target': 0.95, 'operator': '<=', 'violation': 0.005226546913466357, 'scaled_violation': 0.005501628329964587}, {'constraint': 'max_wtw_utilization', 'actual': 0.9518083848915381, 'target': 0.95, 'operator': '<=', 'violation': 0.0018083848915381173, 'scaled_violation': 0.001903563043724334}] | maximum scale-free violation at first failed capacity | [950.0, 1000.0] | [[0.0, 950.0]] | FALSE | 1150 | reclaimed_water_substitution_ratio
955 | 1.2361 | 6.8623 | 0.0036349 | 1100 | 1150 | max_source_abstraction_ratio | 0.0039313 | [{'constraint': 'max_source_abstraction_ratio', 'actual': 0.9539313353491027, 'target': 0.95, 'operator': '<=', 'violation': 0.003931335349102727, 'scaled_violation': 0.004138247735897608}, {'constraint': 'max_wtw_utilization', 'actual': 0.9505178080842316, 'target': 0.95, 'operator': '<=', 'violation': 0.0005178080842316302, 'scaled_violation': 0.0005450611412964528}] | maximum scale-free violation at first failed capacity | [1100.0, 1150.0] | [[0.0, 1100.0]] | FALSE | 1250 | reclaimed_water_substitution_ratio
956 | 1.3421 | 7.3048 | 0.007186 | 950 | 1000 | max_source_abstraction_ratio | 0.00046906 | [{'constraint': 'max_source_abstraction_ratio', 'actual': 0.9504690605626764, 'target': 0.95, 'operator': '<=', 'violation': 0.0004690605626764821, 'scaled_violation': 0.0004937479607120865}] | maximum scale-free violation at first failed capacity | [950.0, 1000.0] | [[0.0, 950.0]] | FALSE | 1150 | reclaimed_water_substitution_ratio
957 | 1.1919 | 8.0362 | 0.0014863 | 1150 | 1200 | max_source_abstraction_ratio | 0.00063193 | [{'constraint': 'max_source_abstraction_ratio', 'actual': 0.9506319311603592, 'target': 0.95, 'operator': '<=', 'violation': 0.0006319311603592004, 'scaled_violation': 0.0006651906951149478}] | maximum scale-free violation at first failed capacity | [1150.0, 1200.0] | [[0.0, 1150.0]] | FALSE | 1300 | reclaimed_water_substitution_ratio
958 | 1.2059 | 7.1236 | 0.0014361 | 1150 | 1200 | max_source_abstraction_ratio | 0.0023935 | [{'constraint': 'max_source_abstraction_ratio', 'actual': 0.9523935313778675, 'target': 0.95, 'operator': '<=', 'violation': 0.002393531377867575, 'scaled_violation': 0.0025195067135448156}] | maximum scale-free violation at first failed capacity | [1150.0, 1200.0] | [[0.0, 1150.0]] | FALSE | 1250 | reclaimed_water_substitution_ratio
959 | 1.3106 | 6.6671 | 0.0052781 | 1000 | 1050 | max_source_abstraction_ratio | 0.0013218 | [{'constraint': 'max_source_abstraction_ratio', 'actual': 0.9513217961137325, 'target': 0.95, 'operator': '<=', 'violation': 0.0013217961137325096, 'scaled_violation': 0.001391364330244747}] | maximum scale-free violation at first failed capacity | [1000.0, 1050.0] | [[0.0, 1000.0]] | FALSE | 1200 | reclaimed_water_substitution_ratio
960 | 1.338 | 3.9321 | 0.0018604 | 1000 | 1050 | max_source_abstraction_ratio | 0.0020592 | [{'constraint': 'max_source_abstraction_ratio', 'actual': 0.9520591717022491, 'target': 0.95, 'operator': '<=', 'violation': 0.0020591717022491185, 'scaled_violation': 0.00216754916026223}] | maximum scale-free violation at first failed capacity | [1000.0, 1050.0] | [[0.0, 1000.0]] | FALSE | 1100 | reclaimed_water_substitution_ratio
961 | 1.1598 | 4.2116 | 0.0005155 | 1200 | 1250 | max_source_abstraction_ratio | 0.0018037 | [{'constraint': 'max_source_abstraction_ratio', 'actual': 0.9518037190318869, 'target': 0.95, 'operator': '<=', 'violation': 0.001803719031886919, 'scaled_violation': 0.0018986516125125464}] | maximum scale-free violation at first failed capacity | [1200.0, 1250.0] | [[0.0, 1200.0]] | FALSE | 1300 | reclaimed_water_substitution_ratio
962 | 1.2541 | 7.5659 | 0.0076398 | 1050 | 1100 | max_source_abstraction_ratio | 0.0067901 | [{'constraint': 'max_source_abstraction_ratio', 'actual': 0.9567900932926873, 'target': 0.95, 'operator': '<=', 'violation': 0.006790093292687316, 'scaled_violation': 0.007147466623881386}, {'constraint': 'max_wtw_utilization', 'actual': 0.953366336310202, 'target': 0.95, 'operator': '<=', 'violation': 0.0033663363102020005, 'scaled_violation': 0.0035435119054757903}] | maximum scale-free violation at first failed capacity | [1050.0, 1100.0] | [[0.0, 1050.0]] | FALSE | 1250 | reclaimed_water_substitution_ratio
963 | 1.2005 | 7.6216 | 0.0056005 | 1100 | 1150 | max_source_abstraction_ratio | 0.003418 | [{'constraint': 'max_source_abstraction_ratio', 'actual': 0.9534180052458894, 'target': 0.95, 'operator': '<=', 'violation': 0.0034180052458894217, 'scaled_violation': 0.0035979002588309703}, {'constraint': 'max_wtw_utilization', 'actual': 0.9500063148703609, 'target': 0.95, 'operator': '<=', 'violation': 6.3148703609572365e-06, 'scaled_violation': 6.647231958902355e-06}] | maximum scale-free violation at first failed capacity | [1100.0, 1150.0] | [[0.0, 1100.0]] | FALSE | 1300 | reclaimed_water_substitution_ratio
964 | 1.2078 | 3.2645 | 0.004608 | 1000 | 1050 | max_source_abstraction_ratio | 0.0010435 | [{'constraint': 'max_source_abstraction_ratio', 'actual': 0.9510435096298052, 'target': 0.95, 'operator': '<=', 'violation': 0.0010435096298052615, 'scaled_violation': 0.0010984311892686964}] | maximum scale-free violation at first failed capacity | [1000.0, 1050.0] | [[0.0, 1000.0]] | FALSE | 1200 | reclaimed_water_substitution_ratio
965 | 1.1327 | 3.8134 | 0.00096534 | 1200 | 1250 | max_source_abstraction_ratio | 0.0033571 | [{'constraint': 'max_source_abstraction_ratio', 'actual': 0.9533571281776392, 'target': 0.95, 'operator': '<=', 'violation': 0.0033571281776392237, 'scaled_violation': 0.0035338191343570777}] | maximum scale-free violation at first failed capacity | [1200.0, 1250.0] | [[0.0, 1200.0]] | FALSE | 1300 | reclaimed_water_substitution_ratio
966 | 1.1885 | 7.4406 | 0.0019763 | 1150 | 1200 | max_source_abstraction_ratio | 0.00123 | [{'constraint': 'max_source_abstraction_ratio', 'actual': 0.9512300357907384, 'target': 0.95, 'operator': '<=', 'violation': 0.0012300357907384374, 'scaled_violation': 0.0012947745165667762}] | maximum scale-free violation at first failed capacity | [1150.0, 1200.0] | [[0.0, 1150.0]] | FALSE | 1300 | reclaimed_water_substitution_ratio
967 | 1.3054 | 3.7803 | 0.0050209 | 1000 | 1050 | max_source_abstraction_ratio | 0.0060764 | [{'constraint': 'max_source_abstraction_ratio', 'actual': 0.9560763648079182, 'target': 0.95, 'operator': '<=', 'violation': 0.006076364807918289, 'scaled_violation': 0.0063961734820192516}, {'constraint': 'max_wtw_utilization', 'actual': 0.952655161816011, 'target': 0.95, 'operator': '<=', 'violation': 0.002655161816010998, 'scaled_violation': 0.002794907174748419}] | maximum scale-free violation at first failed capacity | [1000.0, 1050.0] | [[0.0, 1000.0]] | FALSE | 1150 | reclaimed_water_substitution_ratio
968 | 1.1294 | 7.5851 | 0.0060392 | 1150 | 1200 | max_source_abstraction_ratio | 0.0020438 | [{'constraint': 'max_source_abstraction_ratio', 'actual': 0.9520437564682316, 'target': 0.95, 'operator': '<=', 'violation': 0.002043756468231628, 'scaled_violation': 0.002151322598138556}] | maximum scale-free violation at first failed capacity | [1150.0, 1200.0] | [[0.0, 1150.0]] | FALSE | 1400 | reclaimed_water_substitution_ratio
969 | 1.2212 | 8.851 | 0.0029218 | 1100 | 1150 | max_source_abstraction_ratio | 0.00056738 | [{'constraint': 'max_source_abstraction_ratio', 'actual': 0.9505673814838592, 'target': 0.95, 'operator': '<=', 'violation': 0.0005673814838592639, 'scaled_violation': 0.0005972436672202778}] | maximum scale-free violation at first failed capacity | [1100.0, 1150.0] | [[0.0, 1100.0]] | FALSE | 1250 | reclaimed_water_substitution_ratio
970 | 1.1606 | 3.9159 | 0.0073435 | 1100 | 1150 | max_source_abstraction_ratio | 0.0061205 | [{'constraint': 'max_source_abstraction_ratio', 'actual': 0.9561205136001317, 'target': 0.95, 'operator': '<=', 'violation': 0.006120513600131772, 'scaled_violation': 0.00644264589487555}, {'constraint': 'max_wtw_utilization', 'actual': 0.952699152627141, 'target': 0.95, 'operator': '<=', 'violation': 0.0026991526271410438, 'scaled_violation': 0.0028412132917274148}] | maximum scale-free violation at first failed capacity | [1100.0, 1150.0] | [[0.0, 1100.0]] | FALSE | 1300 | reclaimed_water_substitution_ratio
971 | 1.1839 | 8.3321 | 0.0028288 | 1150 | 1200 | max_source_abstraction_ratio | 0.0024388 | [{'constraint': 'max_source_abstraction_ratio', 'actual': 0.9524387565599588, 'target': 0.95, 'operator': '<=', 'violation': 0.0024387565599588434, 'scaled_violation': 0.00256711216837773}] | maximum scale-free violation at first failed capacity | [1150.0, 1200.0] | [[0.0, 1150.0]] | FALSE | 1300 | reclaimed_water_substitution_ratio
972 | 1.2019 | 6.7107 | 0.0027786 | 1150 | 1200 | max_source_abstraction_ratio | 0.0047357 | [{'constraint': 'max_source_abstraction_ratio', 'actual': 0.9547356650349745, 'target': 0.95, 'operator': '<=', 'violation': 0.004735665034974579, 'scaled_violation': 0.004984910563131136}, {'constraint': 'max_wtw_utilization', 'actual': 0.9513192595741466, 'target': 0.95, 'operator': '<=', 'violation': 0.0013192595741466917, 'scaled_violation': 0.001388694288575465}] | maximum scale-free violation at first failed capacity | [1150.0, 1200.0] | [[0.0, 1150.0]] | FALSE | 1300 | reclaimed_water_substitution_ratio
973 | 1.2679 | 8.2307 | 0.0071721 | 1050 | 1100 | max_source_abstraction_ratio | 0.0075608 | [{'constraint': 'max_source_abstraction_ratio', 'actual': 0.9575607846073023, 'target': 0.95, 'operator': '<=', 'violation': 0.007560784607302362, 'scaled_violation': 0.007958720639265645}, {'constraint': 'max_wtw_utilization', 'actual': 0.9541342697996804, 'target': 0.95, 'operator': '<=', 'violation': 0.004134269799680457, 'scaled_violation': 0.00435186294703206}] | maximum scale-free violation at first failed capacity | [1050.0, 1100.0] | [[0.0, 1050.0]] | FALSE | 1250 | reclaimed_water_substitution_ratio
974 | 1.2961 | 3.5342 | 0.0062778 | 950 | 1000 | max_source_abstraction_ratio | 0.0027109 | [{'constraint': 'max_source_abstraction_ratio', 'actual': 0.9527108989366763, 'target': 0.95, 'operator': '<=', 'violation': 0.002710898936676309, 'scaled_violation': 0.0028535778280803256}] | maximum scale-free violation at first failed capacity | [950.0, 1000.0] | [[0.0, 950.0]] | FALSE | 1150 | reclaimed_water_substitution_ratio
975 | 1.2664 | 8.7929 | 0.005345 | 1050 | 1100 | max_source_abstraction_ratio | 0.0038008 | [{'constraint': 'max_source_abstraction_ratio', 'actual': 0.9538008095727597, 'target': 0.95, 'operator': '<=', 'violation': 0.0038008095727597446, 'scaled_violation': 0.004000852181852363}, {'constraint': 'max_wtw_utilization', 'actual': 0.9503877493785048, 'target': 0.95, 'operator': '<=', 'violation': 0.0003877493785048314, 'scaled_violation': 0.00040815724053140147}] | maximum scale-free violation at first failed capacity | [1050.0, 1100.0] | [[0.0, 1050.0]] | FALSE | 1250 | reclaimed_water_substitution_ratio
976 | 1.1286 | 8.6366 | 0.0073585 | 1150 | 1200 | max_source_abstraction_ratio | 0.0047529 | [{'constraint': 'max_source_abstraction_ratio', 'actual': 0.9547528948554751, 'target': 0.95, 'operator': '<=', 'violation': 0.004752894855475143, 'scaled_violation': 0.005003047216289624}, {'constraint': 'max_wtw_utilization', 'actual': 0.9513364277398301, 'target': 0.95, 'operator': '<=', 'violation': 0.001336427739830115, 'scaled_violation': 0.001406766041926437}] | maximum scale-free violation at first failed capacity | [1150.0, 1200.0] | [[0.0, 1150.0]] | FALSE | 1400 | reclaimed_water_substitution_ratio
977 | 1.2154 | 5.8131 | 0.0014449 | 1150 | 1200 | max_source_abstraction_ratio | 0.0036761 | [{'constraint': 'max_source_abstraction_ratio', 'actual': 0.953676080972189, 'target': 0.95, 'operator': '<=', 'violation': 0.0036760809721890775, 'scaled_violation': 0.003869558918093766}, {'constraint': 'max_wtw_utilization', 'actual': 0.9502634671040614, 'target': 0.95, 'operator': '<=', 'violation': 0.00026346710406144336, 'scaled_violation': 0.00027733379374888774}] | maximum scale-free violation at first failed capacity | [1150.0, 1200.0] | [[0.0, 1150.0]] | FALSE | 1250 | reclaimed_water_substitution_ratio
978 | 1.3177 | 6.5546 | 0.005347 | 1000 | 1050 | max_source_abstraction_ratio | 0.0022828 | [{'constraint': 'max_source_abstraction_ratio', 'actual': 0.9522827715443544, 'target': 0.95, 'operator': '<=', 'violation': 0.0022827715443544117, 'scaled_violation': 0.002402917415109907}] | maximum scale-free violation at first failed capacity | [1000.0, 1050.0] | [[0.0, 1000.0]] | FALSE | 1200 | reclaimed_water_substitution_ratio
979 | 1.3157 | 5.7252 | 0.0013464 | 1050 | 1100 | max_source_abstraction_ratio | 0.0019824 | [{'constraint': 'max_source_abstraction_ratio', 'actual': 0.9519823588608907, 'target': 0.95, 'operator': '<=', 'violation': 0.0019823588608907095, 'scaled_violation': 0.002086693537779694}] | maximum scale-free violation at first failed capacity | [1050.0, 1100.0] | [[0.0, 1050.0]] | FALSE | 1150 | reclaimed_water_substitution_ratio
980 | 1.2946 | 4.9748 | 0.0030462 | 1050 | 1100 | max_source_abstraction_ratio | 0.0027444 | [{'constraint': 'max_source_abstraction_ratio', 'actual': 0.9527444062118162, 'target': 0.95, 'operator': '<=', 'violation': 0.0027444062118162638, 'scaled_violation': 0.00288884864401712}] | maximum scale-free violation at first failed capacity | [1050.0, 1100.0] | [[0.0, 1050.0]] | FALSE | 1200 | reclaimed_water_substitution_ratio
981 | 1.3492 | 6.753 | 0.00080408 | 1050 | 1100 | max_source_abstraction_ratio | 0.0050122 | [{'constraint': 'max_source_abstraction_ratio', 'actual': 0.9550121597755518, 'target': 0.95, 'operator': '<=', 'violation': 0.0050121597755518055, 'scaled_violation': 0.005275957658475585}, {'constraint': 'max_wtw_utilization', 'actual': 0.9515947649119224, 'target': 0.95, 'operator': '<=', 'violation': 0.0015947649119224527, 'scaled_violation': 0.0016786999072867924}] | maximum scale-free violation at first failed capacity | [1050.0, 1100.0] | [[0.0, 1050.0]] | FALSE | 1150 | reclaimed_water_substitution_ratio
982 | 1.2863 | 6.3098 | 0.0063931 | 1000 | 1050 | max_source_abstraction_ratio | 0.00057498 | [{'constraint': 'max_source_abstraction_ratio', 'actual': 0.950574980277617, 'target': 0.95, 'operator': '<=', 'violation': 0.0005749802776170432, 'scaled_violation': 0.0006052423974916244}] | maximum scale-free violation at first failed capacity | [1000.0, 1050.0] | [[0.0, 1000.0]] | FALSE | 1200 | reclaimed_water_substitution_ratio
983 | 1.3225 | 4.4742 | 0.0033705 | 1050 | 1100 | max_source_abstraction_ratio | 0.0067881 | [{'constraint': 'max_source_abstraction_ratio', 'actual': 0.9567881016638914, 'target': 0.95, 'operator': '<=', 'violation': 0.006788101663891433, 'scaled_violation': 0.007145370172517298}, {'constraint': 'max_wtw_utilization', 'actual': 0.9533643518082077, 'target': 0.95, 'operator': '<=', 'violation': 0.0033643518082077106, 'scaled_violation': 0.0035414229560081167}] | maximum scale-free violation at first failed capacity | [1050.0, 1100.0] | [[0.0, 1050.0]] | FALSE | 1150 | reclaimed_water_substitution_ratio
984 | 1.2777 | 3.1965 | 0.0032268 | 950 | 1000 | max_source_abstraction_ratio | 0.00030362 | [{'constraint': 'max_source_abstraction_ratio', 'actual': 0.9503036235148842, 'target': 0.95, 'operator': '<=', 'violation': 0.00030362351488422146, 'scaled_violation': 0.00031960369987812785}] | maximum scale-free violation at first failed capacity | [950.0, 1000.0] | [[0.0, 950.0]] | FALSE | 1100 | reclaimed_water_substitution_ratio
985 | 1.3592 | 5.0086 | 0.005833 | 1000 | 1050 | max_source_abstraction_ratio | 0.0080206 | [{'constraint': 'max_source_abstraction_ratio', 'actual': 0.9580206243713012, 'target': 0.95, 'operator': '<=', 'violation': 0.008020624371301244, 'scaled_violation': 0.008442762496106572}, {'constraint': 'max_wtw_utilization', 'actual': 0.9545924640830104, 'target': 0.95, 'operator': '<=', 'violation': 0.004592464083010395, 'scaled_violation': 0.004834172718958311}] | maximum scale-free violation at first failed capacity | [1000.0, 1050.0] | [[0.0, 1000.0]] | FALSE | 1150 | reclaimed_water_substitution_ratio
986 | 1.3041 | 6.3569 | 0.0023366 | 1050 | 1100 | max_source_abstraction_ratio | 0.0025039 | [{'constraint': 'max_source_abstraction_ratio', 'actual': 0.9525038726550982, 'target': 0.95, 'operator': '<=', 'violation': 0.002503872655098216, 'scaled_violation': 0.002635655426419175}] | maximum scale-free violation at first failed capacity | [1050.0, 1100.0] | [[0.0, 1050.0]] | FALSE | 1200 | reclaimed_water_substitution_ratio
987 | 1.3438 | 6.0147 | 0.0034024 | 1000 | 1050 | max_source_abstraction_ratio | 0.0016852 | [{'constraint': 'max_source_abstraction_ratio', 'actual': 0.9516852349856262, 'target': 0.95, 'operator': '<=', 'violation': 0.0016852349856262272, 'scaled_violation': 0.0017739315638170814}] | maximum scale-free violation at first failed capacity | [1000.0, 1050.0] | [[0.0, 1000.0]] | FALSE | 1150 | reclaimed_water_substitution_ratio
988 | 1.2095 | 7.6597 | 0.0057383 | 1100 | 1150 | max_source_abstraction_ratio | 0.0048485 | [{'constraint': 'max_source_abstraction_ratio', 'actual': 0.9548485112475839, 'target': 0.95, 'operator': '<=', 'violation': 0.004848511247583898, 'scaled_violation': 0.005103696050088313}, {'constraint': 'max_wtw_utilization', 'actual': 0.9514317019803088, 'target': 0.95, 'operator': '<=', 'violation': 0.0014317019803088415, 'scaled_violation': 0.00150705471611457}] | maximum scale-free violation at first failed capacity | [1100.0, 1150.0] | [[0.0, 1100.0]] | FALSE | 1300 | reclaimed_water_substitution_ratio
989 | 1.1208 | 3.0222 | 0.0076862 | 1000 | 1050 | max_source_abstraction_ratio | 0.0010396 | [{'constraint': 'max_source_abstraction_ratio', 'actual': 0.9510396026706296, 'target': 0.95, 'operator': '<=', 'violation': 0.0010396026706296357, 'scaled_violation': 0.0010943186006627745}] | maximum scale-free violation at first failed capacity | [1000.0, 1050.0] | [[0.0, 1000.0]] | FALSE | 1250 | reclaimed_water_substitution_ratio
990 | 1.2982 | 4.668 | 0.0010008 | 1100 | 1150 | max_source_abstraction_ratio | 0.0064708 | [{'constraint': 'max_source_abstraction_ratio', 'actual': 0.9564708372901036, 'target': 0.95, 'operator': '<=', 'violation': 0.00647083729010367, 'scaled_violation': 0.006811407673793337}, {'constraint': 'max_wtw_utilization', 'actual': 0.9530482227263952, 'target': 0.95, 'operator': '<=', 'violation': 0.0030482227263952666, 'scaled_violation': 0.003208655501468702}] | maximum scale-free violation at first failed capacity | [1100.0, 1150.0] | [[0.0, 1100.0]] | FALSE | 1200 | reclaimed_water_substitution_ratio
991 | 1.2661 | 4.0478 | 0.004727 | 1050 | 1100 | max_source_abstraction_ratio | 0.0052949 | [{'constraint': 'max_source_abstraction_ratio', 'actual': 0.9552949133178241, 'target': 0.95, 'operator': '<=', 'violation': 0.005294913317824168, 'scaled_violation': 0.005573592966130704}, {'constraint': 'max_wtw_utilization', 'actual': 0.9518765066550328, 'target': 0.95, 'operator': '<=', 'violation': 0.0018765066550328058, 'scaled_violation': 0.0019752701631924273}] | maximum scale-free violation at first failed capacity | [1050.0, 1100.0] | [[0.0, 1050.0]] | FALSE | 1200 | reclaimed_water_substitution_ratio
992 | 1.1427 | 4.336 | 0.00078852 | 1250 | 1300 | max_source_abstraction_ratio | 0.0054139 | [{'constraint': 'max_source_abstraction_ratio', 'actual': 0.9554138787540211, 'target': 0.95, 'operator': '<=', 'violation': 0.005413878754021106, 'scaled_violation': 0.005698819741074849}, {'constraint': 'max_wtw_utilization', 'actual': 0.951995046387885, 'target': 0.95, 'operator': '<=', 'violation': 0.0019950463878850577, 'scaled_violation': 0.0021000488293526926}] | maximum scale-free violation at first failed capacity | [1250.0, 1300.0] | [[0.0, 1250.0]] | FALSE | 1350 | reclaimed_water_substitution_ratio
993 | 1.1921 | 3.3688 | 0.0048292 | 1050 | 1100 | max_source_abstraction_ratio | 0.0053123 | [{'constraint': 'max_source_abstraction_ratio', 'actual': 0.9553123490831873, 'target': 0.95, 'operator': '<=', 'violation': 0.00531234908318734, 'scaled_violation': 0.0055919464033550945}, {'constraint': 'max_wtw_utilization', 'actual': 0.9518938800286301, 'target': 0.95, 'operator': '<=', 'violation': 0.0018938800286301127, 'scaled_violation': 0.001993557924873803}] | maximum scale-free violation at first failed capacity | [1050.0, 1100.0] | [[0.0, 1050.0]] | FALSE | 1200 | reclaimed_water_substitution_ratio
994 | 1.3541 | 3.1064 | 0.0051387 | 900 | 950 | max_source_abstraction_ratio | 0.0064282 | [{'constraint': 'max_source_abstraction_ratio', 'actual': 0.9564281731094679, 'target': 0.95, 'operator': '<=', 'violation': 0.006428173109467972, 'scaled_violation': 0.006766498009966287}, {'constraint': 'max_wtw_utilization', 'actual': 0.9530057112143411, 'target': 0.95, 'operator': '<=', 'violation': 0.0030057112143411224, 'scaled_violation': 0.0031639065414117078}] | maximum scale-free violation at first failed capacity | [900.0, 950.0] | [[0.0, 900.0]] | FALSE | 1050 | reclaimed_water_substitution_ratio
995 | 1.2076 | 5.4399 | 0.0052905 | 1100 | 1150 | max_source_abstraction_ratio | 0.0036935 | [{'constraint': 'max_source_abstraction_ratio', 'actual': 0.9536935477363461, 'target': 0.95, 'operator': '<=', 'violation': 0.0036935477363461144, 'scaled_violation': 0.003887944985627489}, {'constraint': 'max_wtw_utilization', 'actual': 0.9502808713655274, 'target': 0.95, 'operator': '<=', 'violation': 0.0002808713655274575, 'scaled_violation': 0.00029565406897627105}] | maximum scale-free violation at first failed capacity | [1100.0, 1150.0] | [[0.0, 1100.0]] | FALSE | 1300 | reclaimed_water_substitution_ratio
996 | 1.2651 | 6.4219 | 0.0069811 | 1050 | 1100 | max_source_abstraction_ratio | 0.0068529 | [{'constraint': 'max_source_abstraction_ratio', 'actual': 0.9568528715708051, 'target': 0.95, 'operator': '<=', 'violation': 0.0068528715708051635, 'scaled_violation': 0.007213549021900172}, {'constraint': 'max_wtw_utilization', 'actual': 0.9534288899438867, 'target': 0.95, 'operator': '<=', 'violation': 0.0034288899438867926, 'scaled_violation': 0.0036093578356703082}] | maximum scale-free violation at first failed capacity | [1050.0, 1100.0] | [[0.0, 1050.0]] | FALSE | 1250 | reclaimed_water_substitution_ratio
997 | 1.193 | 3.791 | 0.0042483 | 1100 | 1150 | max_source_abstraction_ratio | 0.0053734 | [{'constraint': 'max_source_abstraction_ratio', 'actual': 0.9553734424819003, 'target': 0.95, 'operator': '<=', 'violation': 0.0053734424819003035, 'scaled_violation': 0.005656255244105583}, {'constraint': 'max_wtw_utilization', 'actual': 0.9519547548120461, 'target': 0.95, 'operator': '<=', 'violation': 0.0019547548120461, 'scaled_violation': 0.0020576366442590526}] | maximum scale-free violation at first failed capacity | [1100.0, 1150.0] | [[0.0, 1100.0]] | FALSE | 1250 | reclaimed_water_substitution_ratio
998 | 1.3062 | 5.929 | 0.0062101 | 1000 | 1050 | max_source_abstraction_ratio | 0.0025514 | [{'constraint': 'max_source_abstraction_ratio', 'actual': 0.9525514262682232, 'target': 0.95, 'operator': '<=', 'violation': 0.0025514262682232447, 'scaled_violation': 0.002685711861287626}] | maximum scale-free violation at first failed capacity | [1000.0, 1050.0] | [[0.0, 1000.0]] | FALSE | 1200 | reclaimed_water_substitution_ratio
999 | 1.3077 | 3.4288 | 0.0060638 | 950 | 1000 | max_source_abstraction_ratio | 0.0053159 | [{'constraint': 'max_source_abstraction_ratio', 'actual': 0.9553159338702278, 'target': 0.95, 'operator': '<=', 'violation': 0.005315933870227885, 'scaled_violation': 0.005595719863397773}, {'constraint': 'max_wtw_utilization', 'actual': 0.9518974519879463, 'target': 0.95, 'operator': '<=', 'violation': 0.0018974519879463303, 'scaled_violation': 0.001997317882048769}] | maximum scale-free violation at first failed capacity | [950.0, 1000.0] | [[0.0, 950.0]] | FALSE | 1100 | reclaimed_water_substitution_ratio
1000 | 1.3319 | 4.9941 | 0.0018326 | 1050 | 1100 | max_source_abstraction_ratio | 0.004912 | [{'constraint': 'max_source_abstraction_ratio', 'actual': 0.9549120121591105, 'target': 0.95, 'operator': '<=', 'violation': 0.004912012159110524, 'scaled_violation': 0.005170539114853183}, {'constraint': 'max_wtw_utilization', 'actual': 0.9514949756615465, 'target': 0.95, 'operator': '<=', 'violation': 0.0014949756615465493, 'scaled_violation': 0.0015736585911016309}] | maximum scale-free violation at first failed capacity | [1050.0, 1100.0] | [[0.0, 1050.0]] | FALSE | 1150 | reclaimed_water_substitution_ratio
1001 | 1.2971 | 4.3764 | 0.00072707 | 1100 | 1150 | max_source_abstraction_ratio | 0.0057605 | [{'constraint': 'max_source_abstraction_ratio', 'actual': 0.9557604637883456, 'target': 0.95, 'operator': '<=', 'violation': 0.0057604637883456045, 'scaled_violation': 0.006063646092995373}, {'constraint': 'max_wtw_utilization', 'actual': 0.9523403912098165, 'target': 0.95, 'operator': '<=', 'violation': 0.0023403912098165502, 'scaled_violation': 0.0024635696945437373}] | maximum scale-free violation at first failed capacity | [1100.0, 1150.0] | [[0.0, 1100.0]] | FALSE | 1200 | reclaimed_water_substitution_ratio
1002 | 1.1287 | 7.115 | 0.0026723 | 1200 | 1250 | max_source_abstraction_ratio | 0.0012608 | [{'constraint': 'max_source_abstraction_ratio', 'actual': 0.9512608479765607, 'target': 0.95, 'operator': '<=', 'violation': 0.001260847976560786, 'scaled_violation': 0.0013272083963797748}] | maximum scale-free violation at first failed capacity | [1200.0, 1250.0] | [[0.0, 1200.0]] | FALSE | 1350 | reclaimed_water_substitution_ratio
1003 | 1.3239 | 4.0049 | 0.0031383 | 1000 | 1050 | max_source_abstraction_ratio | 0.0020053 | [{'constraint': 'max_source_abstraction_ratio', 'actual': 0.9520053146409221, 'target': 0.95, 'operator': '<=', 'violation': 0.002005314640922129, 'scaled_violation': 0.002110857516760136}] | maximum scale-free violation at first failed capacity | [1000.0, 1050.0] | [[0.0, 1000.0]] | FALSE | 1150 | reclaimed_water_substitution_ratio
1004 | 1.3109 | 6.8035 | 0.0055407 | 1000 | 1050 | max_source_abstraction_ratio | 0.0018531 | [{'constraint': 'max_source_abstraction_ratio', 'actual': 0.9518531112564194, 'target': 0.95, 'operator': '<=', 'violation': 0.001853111256419404, 'scaled_violation': 0.0019506434278098992}] | maximum scale-free violation at first failed capacity | [1000.0, 1050.0] | [[0.0, 1000.0]] | FALSE | 1200 | reclaimed_water_substitution_ratio
1005 | 1.3469 | 8.8562 | 0.00070165 | 1050 | 1100 | max_source_abstraction_ratio | 0.0045278 | [{'constraint': 'max_source_abstraction_ratio', 'actual': 0.9545278007282292, 'target': 0.95, 'operator': '<=', 'violation': 0.004527800728229225, 'scaled_violation': 0.004766106029714974}, {'constraint': 'max_wtw_utilization', 'actual': 0.9511121390845423, 'target': 0.95, 'operator': '<=', 'violation': 0.0011121390845423296, 'scaled_violation': 0.0011706727205708734}] | maximum scale-free violation at first failed capacity | [1050.0, 1100.0] | [[0.0, 1050.0]] | FALSE | 1150 | reclaimed_water_substitution_ratio
1006 | 1.1482 | 8.9932 | 0.0054321 | 1150 | 1200 | max_source_abstraction_ratio | 0.0032454 | [{'constraint': 'max_source_abstraction_ratio', 'actual': 0.9532454312993353, 'target': 0.95, 'operator': '<=', 'violation': 0.0032454312993352996, 'scaled_violation': 0.003416243472984526}] | maximum scale-free violation at first failed capacity | [1150.0, 1200.0] | [[0.0, 1150.0]] | FALSE | 1350 | reclaimed_water_substitution_ratio
1007 | 1.1374 | 5.6647 | 0.0050671 | 1150 | 1200 | max_source_abstraction_ratio | 0.0010386 | [{'constraint': 'max_source_abstraction_ratio', 'actual': 0.9510385933319061, 'target': 0.95, 'operator': '<=', 'violation': 0.0010385933319061458, 'scaled_violation': 0.0010932561388485745}] | maximum scale-free violation at first failed capacity | [1150.0, 1200.0] | [[0.0, 1150.0]] | FALSE | 1350 | reclaimed_water_substitution_ratio
1008 | 1.121 | 5.4366 | 0.0046874 | 1200 | 1250 | max_source_abstraction_ratio | 0.004675 | [{'constraint': 'max_source_abstraction_ratio', 'actual': 0.9546749505298561, 'target': 0.95, 'operator': '<=', 'violation': 0.0046749505298561145, 'scaled_violation': 0.004921000557743279}, {'constraint': 'max_wtw_utilization', 'actual': 0.9512587623285004, 'target': 0.95, 'operator': '<=', 'violation': 0.001258762328500418, 'scaled_violation': 0.001325012977368861}] | maximum scale-free violation at first failed capacity | [1200.0, 1250.0] | [[0.0, 1200.0]] | FALSE | 1400 | reclaimed_water_substitution_ratio
1009 | 1.2983 | 8.3492 | 0.0068249 | 1000 | 1050 | max_source_abstraction_ratio | 0.0027762 | [{'constraint': 'max_source_abstraction_ratio', 'actual': 0.9527761567950497, 'target': 0.95, 'operator': '<=', 'violation': 0.0027761567950497223, 'scaled_violation': 0.002922270310578655}] | maximum scale-free violation at first failed capacity | [1000.0, 1050.0] | [[0.0, 1000.0]] | FALSE | 1200 | reclaimed_water_substitution_ratio
1010 | 1.2975 | 5.1656 | 0.0074612 | 1000 | 1050 | max_source_abstraction_ratio | 0.0038808 | [{'constraint': 'max_source_abstraction_ratio', 'actual': 0.9538808161387249, 'target': 0.95, 'operator': '<=', 'violation': 0.0038808161387249296, 'scaled_violation': 0.004085069619710452}, {'constraint': 'max_wtw_utilization', 'actual': 0.9504674696507042, 'target': 0.95, 'operator': '<=', 'violation': 0.00046746965070421087, 'scaled_violation': 0.0004920733165307483}] | maximum scale-free violation at first failed capacity | [1000.0, 1050.0] | [[0.0, 1000.0]] | FALSE | 1200 | reclaimed_water_substitution_ratio
1011 | 1.3321 | 6.2638 | 0.0019763 | 1050 | 1100 | max_source_abstraction_ratio | 0.0052269 | [{'constraint': 'max_source_abstraction_ratio', 'actual': 0.9552268622362285, 'target': 0.95, 'operator': '<=', 'violation': 0.005226862236228591, 'scaled_violation': 0.005501960248661675}, {'constraint': 'max_wtw_utilization', 'actual': 0.9518086990859563, 'target': 0.95, 'operator': '<=', 'violation': 0.0018086990859563778, 'scaled_violation': 0.001903893774690924}] | maximum scale-free violation at first failed capacity | [1050.0, 1100.0] | [[0.0, 1050.0]] | FALSE | 1150 | reclaimed_water_substitution_ratio
1012 | 1.2631 | 8.5541 | 0.0076246 | 1000 | 1050 | max_source_abstraction_ratio | 0.00017009 | [{'constraint': 'max_source_abstraction_ratio', 'actual': 0.9501700899052844, 'target': 0.95, 'operator': '<=', 'violation': 0.0001700899052844429, 'scaled_violation': 0.00017904200556257148}] | maximum scale-free violation at first failed capacity | [1000.0, 1050.0] | [[0.0, 1000.0]] | FALSE | 1250 | reclaimed_water_substitution_ratio
1013 | 1.3327 | 5.8013 | 0.0072156 | 1000 | 1050 | max_source_abstraction_ratio | 0.0075216 | [{'constraint': 'max_source_abstraction_ratio', 'actual': 0.9575216391105286, 'target': 0.95, 'operator': '<=', 'violation': 0.007521639110528611, 'scaled_violation': 0.007917514853188012}, {'constraint': 'max_wtw_utilization', 'actual': 0.954095264380306, 'target': 0.95, 'operator': '<=', 'violation': 0.004095264380306052, 'scaled_violation': 0.004310804610848476}] | maximum scale-free violation at first failed capacity | [1000.0, 1050.0] | [[0.0, 1000.0]] | FALSE | 1150 | reclaimed_water_substitution_ratio
1014 | 1.2662 | 5.0779 | 0.0023354 | 1100 | 1150 | max_source_abstraction_ratio | 0.0051178 | [{'constraint': 'max_source_abstraction_ratio', 'actual': 0.955117826977281, 'target': 0.95, 'operator': '<=', 'violation': 0.005117826977281026, 'scaled_violation': 0.005387186291874764}, {'constraint': 'max_wtw_utilization', 'actual': 0.9517000539964217, 'target': 0.95, 'operator': '<=', 'violation': 0.001700053996421702, 'scaled_violation': 0.00178953052254916}] | maximum scale-free violation at first failed capacity | [1100.0, 1150.0] | [[0.0, 1100.0]] | FALSE | 1200 | reclaimed_water_substitution_ratio
1015 | 1.2728 | 6.6993 | 0.0019124 | 1100 | 1150 | max_source_abstraction_ratio | 0.0050929 | [{'constraint': 'max_source_abstraction_ratio', 'actual': 0.9550928607898127, 'target': 0.95, 'operator': '<=', 'violation': 0.005092860789812748, 'scaled_violation': 0.005360906094539735}, {'constraint': 'max_wtw_utilization', 'actual': 0.951675177147419, 'target': 0.95, 'operator': '<=', 'violation': 0.001675177147419049, 'scaled_violation': 0.0017633443657042623}] | maximum scale-free violation at first failed capacity | [1100.0, 1150.0] | [[0.0, 1100.0]] | FALSE | 1200 | reclaimed_water_substitution_ratio
1016 | 1.2026 | 7.6263 | 0.0017992 | 1150 | 1200 | max_source_abstraction_ratio | 0.0027392 | [{'constraint': 'max_source_abstraction_ratio', 'actual': 0.9527392280901634, 'target': 0.95, 'operator': '<=', 'violation': 0.0027392280901634702, 'scaled_violation': 0.0028833979896457584}] | maximum scale-free violation at first failed capacity | [1150.0, 1200.0] | [[0.0, 1150.0]] | FALSE | 1300 | reclaimed_water_substitution_ratio
1017 | 1.3543 | 8.9683 | 0.003138 | 1000 | 1050 | max_source_abstraction_ratio | 0.0024111 | [{'constraint': 'max_source_abstraction_ratio', 'actual': 0.9524111084423599, 'target': 0.95, 'operator': '<=', 'violation': 0.0024111084423599216, 'scaled_violation': 0.0025380088866946544}] | maximum scale-free violation at first failed capacity | [1000.0, 1050.0] | [[0.0, 1000.0]] | FALSE | 1150 | reclaimed_water_substitution_ratio
1018 | 1.2569 | 6.5528 | 0.0054692 | 1050 | 1100 | max_source_abstraction_ratio | 0.0028827 | [{'constraint': 'max_source_abstraction_ratio', 'actual': 0.9528826513224032, 'target': 0.95, 'operator': '<=', 'violation': 0.0028826513224032846, 'scaled_violation': 0.0030343698130560893}] | maximum scale-free violation at first failed capacity | [1050.0, 1100.0] | [[0.0, 1050.0]] | FALSE | 1250 | reclaimed_water_substitution_ratio
1019 | 1.2475 | 6.0428 | 0.0031395 | 1100 | 1150 | max_source_abstraction_ratio | 0.0043802 | [{'constraint': 'max_source_abstraction_ratio', 'actual': 0.9543802087757632, 'target': 0.95, 'operator': '<=', 'violation': 0.0043802087757632835, 'scaled_violation': 0.004610746079750825}, {'constraint': 'max_wtw_utilization', 'actual': 0.9509650752719278, 'target': 0.95, 'operator': '<=', 'violation': 0.0009650752719277955, 'scaled_violation': 0.0010158687072924163}] | maximum scale-free violation at first failed capacity | [1100.0, 1150.0] | [[0.0, 1100.0]] | FALSE | 1250 | reclaimed_water_substitution_ratio
1020 | 1.3387 | 7.2619 | 0.0037627 | 1000 | 1050 | max_source_abstraction_ratio | 0.0017674 | [{'constraint': 'max_source_abstraction_ratio', 'actual': 0.9517674257541884, 'target': 0.95, 'operator': '<=', 'violation': 0.001767425754188423, 'scaled_violation': 0.0018604481623036033}] | maximum scale-free violation at first failed capacity | [1000.0, 1050.0] | [[0.0, 1000.0]] | FALSE | 1150 | reclaimed_water_substitution_ratio
1021 | 1.2884 | 7.4543 | 0.0040212 | 1050 | 1100 | max_source_abstraction_ratio | 0.0038972 | [{'constraint': 'max_source_abstraction_ratio', 'actual': 0.9538971662775971, 'target': 0.95, 'operator': '<=', 'violation': 0.003897166277597175, 'scaled_violation': 0.004102280292207553}, {'constraint': 'max_wtw_utilization', 'actual': 0.9504837612825929, 'target': 0.95, 'operator': '<=', 'violation': 0.000483761282592976, 'scaled_violation': 0.0005092224027294485}] | maximum scale-free violation at first failed capacity | [1050.0, 1100.0] | [[0.0, 1050.0]] | FALSE | 1200 | reclaimed_water_substitution_ratio
1022 | 1.1297 | 4.8503 | 0.0055189 | 1150 | 1200 | max_source_abstraction_ratio | 0.00097463 | [{'constraint': 'max_source_abstraction_ratio', 'actual': 0.9509746311101347, 'target': 0.95, 'operator': '<=', 'violation': 0.0009746311101347382, 'scaled_violation': 0.001025927484352356}] | maximum scale-free violation at first failed capacity | [1150.0, 1200.0] | [[0.0, 1150.0]] | FALSE | 1400 | reclaimed_water_substitution_ratio
1023 | 1.2624 | 8.9441 | 0.0025035 | 1100 | 1150 | max_source_abstraction_ratio | 0.0049797 | [{'constraint': 'max_source_abstraction_ratio', 'actual': 0.954979748878946, 'target': 0.95, 'operator': '<=', 'violation': 0.004979748878946033, 'scaled_violation': 0.005241840925206351}, {'constraint': 'max_wtw_utilization', 'actual': 0.9515624699937683, 'target': 0.95, 'operator': '<=', 'violation': 0.0015624699937683006, 'scaled_violation': 0.0016447052565982112}] | maximum scale-free violation at first failed capacity | [1100.0, 1150.0] | [[0.0, 1100.0]] | FALSE | 1200 | reclaimed_water_substitution_ratio

## 08_不确定性_co_probabilistic_correc
sample_id | components.AI_DC1.base_pue | components.AI_DC1.cooling.cycles_of_concentration | components.AI_DC1.temperature_coefficient | maximum_safe_ai_capacity_mw | first_failed_capacity_mw | limiting_constraint | constraint_margin | failed_constraints | limiting_constraint_basis | threshold_interval_mw | feasible_intervals_mw | reentrant_feasibility | policy_maximum_safe_ai_capacity_mw | policy_limiting_constraint
0 | 1.3505 | 3.519 | 0.0072165 | 1200 | 1250 | max_local_connection_ratio | 0.013184 | [{'constraint': 'max_local_connection_ratio', 'actual': 1.013184025670077, 'target': 1.0, 'operator': '<=', 'violation': 0.013184025670077038, 'scaled_violation': 0.013184025670077038}] | maximum scale-free violation at first failed capacity | [1200.0, 1250.0] | [[0.0, 1200.0]] | FALSE | 1750 | reclaimed_water_substitution_ratio
1 | 1.3434 | 8.8446 | 0.0078541 | 1250 | 1300 | max_daily_average_grid_connection_ratio | 0.026331 | [{'constraint': 'max_daily_average_grid_connection_ratio', 'actual': 1.0263312143537002, 'target': 1.0, 'operator': '<=', 'violation': 0.026331214353700227, 'scaled_violation': 0.026331214353700227}] | maximum scale-free violation at first failed capacity | [1250.0, 1300.0] | [[0.0, 1250.0]] | FALSE | 1950 | reclaimed_water_substitution_ratio
2 | 1.3507 | 4.6317 | 0.0077688 | 1250 | 1300 | max_daily_average_grid_connection_ratio | 0.031046 | [{'constraint': 'max_daily_average_grid_connection_ratio', 'actual': 1.0310457310514516, 'target': 1.0, 'operator': '<=', 'violation': 0.031045731051451586, 'scaled_violation': 0.031045731051451586}] | maximum scale-free violation at first failed capacity | [1250.0, 1300.0] | [[0.0, 1250.0]] | FALSE | 1900 | reclaimed_water_substitution_ratio
3 | 1.1528 | 3.7844 | 0.0074497 | 1450 | 1500 | max_daily_average_grid_connection_ratio | 0.021564 | [{'constraint': 'max_daily_average_grid_connection_ratio', 'actual': 1.0215640242936948, 'target': 1.0, 'operator': '<=', 'violation': 0.02156402429369475, 'scaled_violation': 0.02156402429369475}, {'constraint': 'max_local_connection_ratio', 'actual': 1.0215275008577647, 'target': 1.0, 'operator': '<=', 'violation': 0.02152750085776467, 'scaled_violation': 0.02152750085776467}] | maximum scale-free violation at first failed capacity | [1450.0, 1500.0] | [[0.0, 1450.0]] | FALSE | 2000
4 | 1.2483 | 3.8522 | 0.0063527 | 1350 | 1400 | max_daily_average_grid_connection_ratio | 0.020352 | [{'constraint': 'max_daily_average_grid_connection_ratio', 'actual': 1.0203522416786328, 'target': 1.0, 'operator': '<=', 'violation': 0.02035224167863281, 'scaled_violation': 0.02035224167863281}, {'constraint': 'max_local_connection_ratio', 'actual': 1.0143953852901535, 'target': 1.0, 'operator': '<=', 'violation': 0.014395385290153495, 'scaled_violation': 0.014395385290153495}] | maximum scale-free violation at first failed capacity | [1350.0, 1400.0] | [[0.0, 1350.0]] | FALSE | 1950 | reclaimed_water_substitution_ratio
5 | 1.1963 | 3.2528 | 0.0022828 | 1350 | 1400 | max_local_connection_ratio | 0.0056707 | [{'constraint': 'max_local_connection_ratio', 'actual': 1.0056706830872588, 'target': 1.0, 'operator': '<=', 'violation': 0.005670683087258821, 'scaled_violation': 0.005670683087258821}] | maximum scale-free violation at first failed capacity | [1350.0, 1400.0] | [[0.0, 1350.0]] | FALSE | 1900 | reclaimed_water_substitution_ratio
6 | 1.3506 | 3.4304 | 0.0073616 | 1200 | 1250 | max_local_connection_ratio | 0.023921 | [{'constraint': 'max_local_connection_ratio', 'actual': 1.0239207226376603, 'target': 1.0, 'operator': '<=', 'violation': 0.02392072263766032, 'scaled_violation': 0.02392072263766032}] | maximum scale-free violation at first failed capacity | [1200.0, 1250.0] | [[0.0, 1200.0]] | FALSE | 1750 | reclaimed_water_substitution_ratio
7 | 1.2548 | 6.1178 | 0.00082158 | 1400 | 1450 | max_daily_average_grid_connection_ratio | 0.021491 | [{'constraint': 'max_daily_average_grid_connection_ratio', 'actual': 1.0214909422523426, 'target': 1.0, 'operator': '<=', 'violation': 0.021490942252342604, 'scaled_violation': 0.021490942252342604}] | maximum scale-free violation at first failed capacity | [1400.0, 1450.0] | [[0.0, 1400.0]] | FALSE | 2000
8 | 1.3597 | 4.9088 | 0.0065171 | 1250 | 1300 | max_daily_average_grid_connection_ratio | 0.029381 | [{'constraint': 'max_daily_average_grid_connection_ratio', 'actual': 1.0293810387857003, 'target': 1.0, 'operator': '<=', 'violation': 0.02938103878570031, 'scaled_violation': 0.02938103878570031}] | maximum scale-free violation at first failed capacity | [1250.0, 1300.0] | [[0.0, 1250.0]] | FALSE | 1850 | reclaimed_water_substitution_ratio
9 | 1.1741 | 4.1706 | 0.00088072 | 1500 | 1550 | max_daily_average_grid_connection_ratio | 0.022651 | [{'constraint': 'max_daily_average_grid_connection_ratio', 'actual': 1.022651350443651, 'target': 1.0, 'operator': '<=', 'violation': 0.022651350443650964, 'scaled_violation': 0.022651350443650964}] | maximum scale-free violation at first failed capacity | [1500.0, 1550.0] | [[0.0, 1500.0]] | FALSE | 2000
10 | 1.2046 | 8.0918 | 0.0043676 | 1400 | 1450 | max_daily_average_grid_connection_ratio | 0.0068447 | [{'constraint': 'max_daily_average_grid_connection_ratio', 'actual': 1.0068446689864936, 'target': 1.0, 'operator': '<=', 'violation': 0.006844668986493607, 'scaled_violation': 0.006844668986493607}] | maximum scale-free violation at first failed capacity | [1400.0, 1450.0] | [[0.0, 1400.0]] | FALSE | 2000
11 | 1.218 | 5.7115 | 0.0031596 | 1400 | 1450 | max_daily_average_grid_connection_ratio | 0.008856 | [{'constraint': 'max_daily_average_grid_connection_ratio', 'actual': 1.0088560133734739, 'target': 1.0, 'operator': '<=', 'violation': 0.008856013373473859, 'scaled_violation': 0.008856013373473859}] | maximum scale-free violation at first failed capacity | [1400.0, 1450.0] | [[0.0, 1400.0]] | FALSE | 2000
12 | 1.2071 | 5.4026 | 0.001058 | 1450 | 1500 | max_daily_average_grid_connection_ratio | 0.018605 | [{'constraint': 'max_daily_average_grid_connection_ratio', 'actual': 1.0186047757209085, 'target': 1.0, 'operator': '<=', 'violation': 0.018604775720908462, 'scaled_violation': 0.018604775720908462}] | maximum scale-free violation at first failed capacity | [1450.0, 1500.0] | [[0.0, 1450.0]] | FALSE | 2000
13 | 1.2572 | 3.4261 | 0.0065153 | 1300 | 1350 | max_local_connection_ratio | 0.027462 | [{'constraint': 'max_local_connection_ratio', 'actual': 1.027462495864743, 'target': 1.0, 'operator': '<=', 'violation': 0.02746249586474292, 'scaled_violation': 0.02746249586474292}, {'constraint': 'max_wtw_utilization', 'actual': 0.9502703164378774, 'target': 0.95, 'operator': '<=', 'violation': 0.0002703164378774492, 'scaled_violation': 0.0002845436188183676}] | maximum scale-free violation at first failed capacity | [1300.0, 1350.0] | [[0.0, 1300.0]] | FALSE | 1900 | reclaimed_water_substitution_ratio
14 | 1.3462 | 5.8081 | 0.0026585 | 1300 | 1350 | max_daily_average_grid_connection_ratio | 0.032494 | [{'constraint': 'max_daily_average_grid_connection_ratio', 'actual': 1.0324940487321121, 'target': 1.0, 'operator': '<=', 'violation': 0.032494048732112146, 'scaled_violation': 0.032494048732112146}] | maximum scale-free violation at first failed capacity | [1300.0, 1350.0] | [[0.0, 1300.0]] | FALSE | 1850 | reclaimed_water_substitution_ratio
15 | 1.2362 | 5.345 | 0.0014462 | 1400 | 1450 | max_daily_average_grid_connection_ratio | 0.011079 | [{'constraint': 'max_daily_average_grid_connection_ratio', 'actual': 1.0110793828616953, 'target': 1.0, 'operator': '<=', 'violation': 0.011079382861695297, 'scaled_violation': 0.011079382861695297}] | maximum scale-free violation at first failed capacity | [1400.0, 1450.0] | [[0.0, 1400.0]] | FALSE | 2000
16 | 1.3167 | 5.4923 | 0.0076086 | 1250 | 1300 | max_daily_average_grid_connection_ratio | 0.0053039 | [{'constraint': 'max_daily_average_grid_connection_ratio', 'actual': 1.0053038804710595, 'target': 1.0, 'operator': '<=', 'violation': 0.005303880471059452, 'scaled_violation': 0.005303880471059452}] | maximum scale-free violation at first failed capacity | [1250.0, 1300.0] | [[0.0, 1250.0]] | FALSE | 2000
17 | 1.176 | 4.6728 | 0.0039235 | 1450 | 1500 | max_daily_average_grid_connection_ratio | 0.014246 | [{'constraint': 'max_daily_average_grid_connection_ratio', 'actual': 1.0142455448429428, 'target': 1.0, 'operator': '<=', 'violation': 0.014245544842942826, 'scaled_violation': 0.014245544842942826}] | maximum scale-free violation at first failed capacity | [1450.0, 1500.0] | [[0.0, 1450.0]] | FALSE | 2000
18 | 1.3344 | 3.251 | 0.0058808 | 1200 | 1250 | max_local_connection_ratio | 0.024067 | [{'constraint': 'max_local_connection_ratio', 'actual': 1.024067054275475, 'target': 1.0, 'operator': '<=', 'violation': 0.024067054275475064, 'scaled_violation': 0.024067054275475064}] | maximum scale-free violation at first failed capacity | [1200.0, 1250.0] | [[0.0, 1200.0]] | FALSE | 1750 | reclaimed_water_substitution_ratio
19 | 1.2565 | 4.0985 | 0.0045721 | 1350 | 1400 | max_daily_average_grid_connection_ratio | 0.014164 | [{'constraint': 'max_daily_average_grid_connection_ratio', 'actual': 1.0141644455415013, 'target': 1.0, 'operator': '<=', 'violation': 0.014164445541501314, 'scaled_violation': 0.014164445541501314}] | maximum scale-free violation at first failed capacity | [1350.0, 1400.0] | [[0.0, 1350.0]] | FALSE | 1950 | reclaimed_water_substitution_ratio
20 | 1.1608 | 5.3258 | 0.0052444 | 1450 | 1500 | max_daily_average_grid_connection_ratio | 0.011586 | [{'constraint': 'max_daily_average_grid_connection_ratio', 'actual': 1.0115864646975938, 'target': 1.0, 'operator': '<=', 'violation': 0.011586464697593835, 'scaled_violation': 0.011586464697593835}] | maximum scale-free violation at first failed capacity | [1450.0, 1500.0] | [[0.0, 1450.0]] | FALSE | 2000
21 | 1.2205 | 7.7992 | 0.0035159 | 1400 | 1450 | max_daily_average_grid_connection_ratio | 0.013478 | [{'constraint': 'max_daily_average_grid_connection_ratio', 'actual': 1.0134780122525506, 'target': 1.0, 'operator': '<=', 'violation': 0.01347801225255063, 'scaled_violation': 0.01347801225255063}] | maximum scale-free violation at first failed capacity | [1400.0, 1450.0] | [[0.0, 1400.0]] | FALSE | 2000
22 | 1.1695 | 5.4892 | 0.0068883 | 1450 | 1500 | max_daily_average_grid_connection_ratio | 0.031312 | [{'constraint': 'max_daily_average_grid_connection_ratio', 'actual': 1.0313123997315417, 'target': 1.0, 'operator': '<=', 'violation': 0.03131239973154165, 'scaled_violation': 0.03131239973154165}] | maximum scale-free violation at first failed capacity | [1450.0, 1500.0] | [[0.0, 1450.0]] | FALSE | 2000
23 | 1.268 | 4.7199 | 0.005792 | 1350 | 1400 | max_daily_average_grid_connection_ratio | 0.031751 | [{'constraint': 'max_daily_average_grid_connection_ratio', 'actual': 1.0317507302586437, 'target': 1.0, 'operator': '<=', 'violation': 0.03175073025864372, 'scaled_violation': 0.03175073025864372}] | maximum scale-free violation at first failed capacity | [1350.0, 1400.0] | [[0.0, 1350.0]] | FALSE | 2000
24 | 1.32 | 6.2416 | 0.0040293 | 1300 | 1350 | max_daily_average_grid_connection_ratio | 0.022087 | [{'constraint': 'max_daily_average_grid_connection_ratio', 'actual': 1.022087012292939, 'target': 1.0, 'operator': '<=', 'violation': 0.02208701229293908, 'scaled_violation': 0.02208701229293908}] | maximum scale-free violation at first failed capacity | [1300.0, 1350.0] | [[0.0, 1300.0]] | FALSE | 1950 | reclaimed_water_substitution_ratio
25 | 1.2628 | 6.148 | 0.0067212 | 1350 | 1400 | max_daily_average_grid_connection_ratio | 0.034261 | [{'constraint': 'max_daily_average_grid_connection_ratio', 'actual': 1.0342609194036008, 'target': 1.0, 'operator': '<=', 'violation': 0.034260919403600765, 'scaled_violation': 0.034260919403600765}] | maximum scale-free violation at first failed capacity | [1350.0, 1400.0] | [[0.0, 1350.0]] | FALSE | 2000
26 | 1.1627 | 8.5743 | 0.0038076 | 1450 | 1500 | max_daily_average_grid_connection_ratio | 0.0022342 | [{'constraint': 'max_daily_average_grid_connection_ratio', 'actual': 1.0022342468462984, 'target': 1.0, 'operator': '<=', 'violation': 0.00223424684629836, 'scaled_violation': 0.00223424684629836}] | maximum scale-free violation at first failed capacity | [1450.0, 1500.0] | [[0.0, 1450.0]] | FALSE | 2000
27 | 1.2216 | 5.2377 | 0.0014358 | 1450 | 1500 | max_daily_average_grid_connection_ratio | 0.033596 | [{'constraint': 'max_daily_average_grid_connection_ratio', 'actual': 1.033596299500552, 'target': 1.0, 'operator': '<=', 'violation': 0.033596299500552096, 'scaled_violation': 0.033596299500552096}] | maximum scale-free violation at first failed capacity | [1450.0, 1500.0] | [[0.0, 1450.0]] | FALSE | 2000
28 | 1.2161 | 8.733 | 0.0023384 | 1400 | 1450 | max_daily_average_grid_connection_ratio | 0.0012727 | [{'constraint': 'max_daily_average_grid_connection_ratio', 'actual': 1.0012726807209578, 'target': 1.0, 'operator': '<=', 'violation': 0.001272680720957764, 'scaled_violation': 0.001272680720957764}] | maximum scale-free violation at first failed capacity | [1400.0, 1450.0] | [[0.0, 1400.0]] | FALSE | 2000
29 | 1.2143 | 5.9559 | 0.0044045 | 1400 | 1450 | max_daily_average_grid_connection_ratio | 0.014962 | [{'constraint': 'max_daily_average_grid_connection_ratio', 'actual': 1.01496215802798, 'target': 1.0, 'operator': '<=', 'violation': 0.014962158027979955, 'scaled_violation': 0.014962158027979955}] | maximum scale-free violation at first failed capacity | [1400.0, 1450.0] | [[0.0, 1400.0]] | FALSE | 2000
30 | 1.1585 | 8.5925 | 0.0043039 | 1450 | 1500 | max_daily_average_grid_connection_ratio | 0.0024756 | [{'constraint': 'max_daily_average_grid_connection_ratio', 'actual': 1.0024756434021338, 'target': 1.0, 'operator': '<=', 'violation': 0.002475643402133798, 'scaled_violation': 0.002475643402133798}] | maximum scale-free violation at first failed capacity | [1450.0, 1500.0] | [[0.0, 1450.0]] | FALSE | 2000
31 | 1.1521 | 6.4194 | 0.0021553 | 1500 | 1550 | max_daily_average_grid_connection_ratio | 0.01356 | [{'constraint': 'max_daily_average_grid_connection_ratio', 'actual': 1.0135600814136498, 'target': 1.0, 'operator': '<=', 'violation': 0.013560081413649838, 'scaled_violation': 0.013560081413649838}] | maximum scale-free violation at first failed capacity | [1500.0, 1550.0] | [[0.0, 1500.0]] | FALSE | 2000
32 | 1.2982 | 4.3083 | 0.0050935 | 1300 | 1350 | max_daily_average_grid_connection_ratio | 0.012915 | [{'constraint': 'max_daily_average_grid_connection_ratio', 'actual': 1.0129154539604048, 'target': 1.0, 'operator': '<=', 'violation': 0.012915453960404832, 'scaled_violation': 0.012915453960404832}] | maximum scale-free violation at first failed capacity | [1300.0, 1350.0] | [[0.0, 1300.0]] | FALSE | 1900 | reclaimed_water_substitution_ratio
33 | 1.1723 | 6.5485 | 0.0079612 | 1400 | 1450 | max_daily_average_grid_connection_ratio | 0.007006 | [{'constraint': 'max_daily_average_grid_connection_ratio', 'actual': 1.0070060120528113, 'target': 1.0, 'operator': '<=', 'violation': 0.007006012052811261, 'scaled_violation': 0.007006012052811261}] | maximum scale-free violation at first failed capacity | [1400.0, 1450.0] | [[0.0, 1400.0]] | FALSE | 2000
34 | 1.2244 | 4.9958 | 0.0075107 | 1350 | 1400 | max_daily_average_grid_connection_ratio | 0.0098093 | [{'constraint': 'max_daily_average_grid_connection_ratio', 'actual': 1.0098093305688791, 'target': 1.0, 'operator': '<=', 'violation': 0.009809330568879115, 'scaled_violation': 0.009809330568879115}] | maximum scale-free violation at first failed capacity | [1350.0, 1400.0] | [[0.0, 1350.0]] | FALSE | 2000
35 | 1.2187 | 4.5027 | 0.0057539 | 1400 | 1450 | max_daily_average_grid_connection_ratio | 0.028399 | [{'constraint': 'max_daily_average_grid_connection_ratio', 'actual': 1.0283993889302547, 'target': 1.0, 'operator': '<=', 'violation': 0.028399388930254732, 'scaled_violation': 0.028399388930254732}] | maximum scale-free violation at first failed capacity | [1400.0, 1450.0] | [[0.0, 1400.0]] | FALSE | 2000
36 | 1.1844 | 8.1836 | 0.0065371 | 1400 | 1450 | max_daily_average_grid_connection_ratio | 0.0063684 | [{'constraint': 'max_daily_average_grid_connection_ratio', 'actual': 1.006368377426809, 'target': 1.0, 'operator': '<=', 'violation': 0.006368377426809069, 'scaled_violation': 0.006368377426809069}] | maximum scale-free violation at first failed capacity | [1400.0, 1450.0] | [[0.0, 1400.0]] | FALSE | 2000
37 | 1.3004 | 4.3372 | 0.0014594 | 1350 | 1400 | max_daily_average_grid_connection_ratio | 0.026467 | [{'constraint': 'max_daily_average_grid_connection_ratio', 'actual': 1.026467065456991, 'target': 1.0, 'operator': '<=', 'violation': 0.026467065456990957, 'scaled_violation': 0.026467065456990957}] | maximum scale-free violation at first failed capacity | [1350.0, 1400.0] | [[0.0, 1350.0]] | FALSE | 1850 | reclaimed_water_substitution_ratio
38 | 1.2427 | 3.5976 | 0.005708 | 1350 | 1400 | max_local_connection_ratio | 0.029121 | [{'constraint': 'max_local_connection_ratio', 'actual': 1.0291214148303285, 'target': 1.0, 'operator': '<=', 'violation': 0.029121414830328485, 'scaled_violation': 0.029121414830328485}, {'constraint': 'max_daily_average_grid_connection_ratio', 'actual': 1.0113891322712323, 'target': 1.0, 'operator': '<=', 'violation': 0.011389132271232283, 'scaled_violation': 0.011389132271232283}, {'constraint': 'max_wtw_utilization', 'actual': 0.9510162274331453, 'target': 0.95, 'operator': '<=', 'violation': 0.0010162274331453336, 'scaled_violation': 0.0010697130875214039}] | maximum scale-free violation at first failed capacity | [1350.0, 1400.0] | [[0.0, 1350.0]] | FALSE | 1900 | reclaimed_water_substitution_ratio
39 | 1.1897 | 8.4889 | 0.0079898 | 1400 | 1450 | max_daily_average_grid_connection_ratio | 0.021304 | [{'constraint': 'max_daily_average_grid_connection_ratio', 'actual': 1.0213039113341003, 'target': 1.0, 'operator': '<=', 'violation': 0.021303911334100256, 'scaled_violation': 0.021303911334100256}] | maximum scale-free violation at first failed capacity | [1400.0, 1450.0] | [[0.0, 1400.0]] | FALSE | 2000
40 | 1.2912 | 5.4722 | 0.0053919 | 1300 | 1350 | max_daily_average_grid_connection_ratio | 0.0096943 | [{'constraint': 'max_daily_average_grid_connection_ratio', 'actual': 1.0096942743040183, 'target': 1.0, 'operator': '<=', 'violation': 0.009694274304018258, 'scaled_violation': 0.009694274304018258}] | maximum scale-free violation at first failed capacity | [1300.0, 1350.0] | [[0.0, 1300.0]] | FALSE | 2000
41 | 1.3032 | 5.4114 | 0.0065079 | 1300 | 1350 | max_daily_average_grid_connection_ratio | 0.026289 | [{'constraint': 'max_daily_average_grid_connection_ratio', 'actual': 1.0262886948379637, 'target': 1.0, 'operator': '<=', 'violation': 0.0262886948379637, 'scaled_violation': 0.0262886948379637}] | maximum scale-free violation at first failed capacity | [1300.0, 1350.0] | [[0.0, 1300.0]] | FALSE | 2000
42 | 1.1274 | 7.0099 | 0.00071805 | 1550 | 1600 | max_daily_average_grid_connection_ratio | 0.012586 | [{'constraint': 'max_daily_average_grid_connection_ratio', 'actual': 1.0125859024669004, 'target': 1.0, 'operator': '<=', 'violation': 0.01258590246690039, 'scaled_violation': 0.01258590246690039}] | maximum scale-free violation at first failed capacity | [1550.0, 1600.0] | [[0.0, 1550.0]] | FALSE | 2000
43 | 1.2792 | 4.6187 | 0.0067427 | 1300 | 1350 | max_daily_average_grid_connection_ratio | 0.0098168 | [{'constraint': 'max_daily_average_grid_connection_ratio', 'actual': 1.00981677048994, 'target': 1.0, 'operator': '<=', 'violation': 0.009816770489939897, 'scaled_violation': 0.009816770489939897}] | maximum scale-free violation at first failed capacity | [1300.0, 1350.0] | [[0.0, 1300.0]] | FALSE | 1950 | reclaimed_water_substitution_ratio
44 | 1.1213 | 6.0876 | 0.0051468 | 1500 | 1550 | max_daily_average_grid_connection_ratio | 0.010351 | [{'constraint': 'max_daily_average_grid_connection_ratio', 'actual': 1.0103506152270347, 'target': 1.0, 'operator': '<=', 'violation': 0.010350615227034732, 'scaled_violation': 0.010350615227034732}] | maximum scale-free violation at first failed capacity | [1500.0, 1550.0] | [[0.0, 1500.0]] | FALSE | 2000
45 | 1.2046 | 8.2685 | 0.0075742 | 1400 | 1450 | max_daily_average_grid_connection_ratio | 0.030344 | [{'constraint': 'max_daily_average_grid_connection_ratio', 'actual': 1.03034442126314, 'target': 1.0, 'operator': '<=', 'violation': 0.030344421263140076, 'scaled_violation': 0.030344421263140076}] | maximum scale-free violation at first failed capacity | [1400.0, 1450.0] | [[0.0, 1400.0]] | FALSE | 2000
46 | 1.2242 | 8.3278 | 0.00098681 | 1450 | 1500 | max_daily_average_grid_connection_ratio | 0.032388 | [{'constraint': 'max_daily_average_grid_connection_ratio', 'actual': 1.032388117544412, 'target': 1.0, 'operator': '<=', 'violation': 0.032388117544412065, 'scaled_violation': 0.032388117544412065}] | maximum scale-free violation at first failed capacity | [1450.0, 1500.0] | [[0.0, 1450.0]] | FALSE | 2000
47 | 1.3134 | 3.7248 | 0.0055736 | 1300 | 1350 | max_local_connection_ratio | 0.033082 | [{'constraint': 'max_local_connection_ratio', 'actual': 1.0330823590710998, 'target': 1.0, 'operator': '<=', 'violation': 0.0330823590710998, 'scaled_violation': 0.0330823590710998}, {'constraint': 'max_daily_average_grid_connection_ratio', 'actual': 1.027629236477922, 'target': 1.0, 'operator': '<=', 'violation': 0.027629236477922037, 'scaled_violation': 0.027629236477922037}, {'constraint': 'max_wtw_utilization', 'actual': 0.9521011643498051, 'target': 0.95, 'operator': '<=', 'violation': 0.002101164349805118, 'scaled_violation': 0.0022117519471632823}] | maximum scale-free violation at first failed capacity | [1300.0, 1350.0] | [[0.0, 1300.0]] | FALSE | 1800 | reclaimed_water_substitution_ratio
48 | 1.2015 | 5.5146 | 0.0077431 | 1400 | 1450 | max_daily_average_grid_connection_ratio | 0.02908 | [{'constraint': 'max_daily_average_grid_connection_ratio', 'actual': 1.0290802151113174, 'target': 1.0, 'operator': '<=', 'violation': 0.02908021511131742, 'scaled_violation': 0.02908021511131742}] | maximum scale-free violation at first failed capacity | [1400.0, 1450.0] | [[0.0, 1400.0]] | FALSE | 2000
49 | 1.2338 | 6.756 | 0.0064742 | 1350 | 1400 | max_daily_average_grid_connection_ratio | 0.0098426 | [{'constraint': 'max_daily_average_grid_connection_ratio', 'actual': 1.0098425542010645, 'target': 1.0, 'operator': '<=', 'violation': 0.009842554201064502, 'scaled_violation': 0.009842554201064502}] | maximum scale-free violation at first failed capacity | [1350.0, 1400.0] | [[0.0, 1350.0]] | FALSE | 2000
50 | 1.2874 | 5.4086 | 0.0022345 | 1350 | 1400 | max_daily_average_grid_connection_ratio | 0.021778 | [{'constraint': 'max_daily_average_grid_connection_ratio', 'actual': 1.0217781707694953, 'target': 1.0, 'operator': '<=', 'violation': 0.021778170769495286, 'scaled_violation': 0.021778170769495286}] | maximum scale-free violation at first failed capacity | [1350.0, 1400.0] | [[0.0, 1350.0]] | FALSE | 1950 | reclaimed_water_substitution_ratio
51 | 1.3398 | 7.1095 | 0.0061887 | 1250 | 1300 | max_daily_average_grid_connection_ratio | 0.01278 | [{'constraint': 'max_daily_average_grid_connection_ratio', 'actual': 1.012780332285068, 'target': 1.0, 'operator': '<=', 'violation': 0.012780332285067919, 'scaled_violation': 0.012780332285067919}] | maximum scale-free violation at first failed capacity | [1250.0, 1300.0] | [[0.0, 1250.0]] | FALSE | 1950 | reclaimed_water_substitution_ratio
52 | 1.2059 | 4.6457 | 0.0044763 | 1400 | 1450 | max_daily_average_grid_connection_ratio | 0.0086787 | [{'constraint': 'max_daily_average_grid_connection_ratio', 'actual': 1.0086786698061407, 'target': 1.0, 'operator': '<=', 'violation': 0.008678669806140737, 'scaled_violation': 0.008678669806140737}] | maximum scale-free violation at first failed capacity | [1400.0, 1450.0] | [[0.0, 1400.0]] | FALSE | 2000
53 | 1.3552 | 3.9831 | 0.0040465 | 1250 | 1300 | max_daily_average_grid_connection_ratio | 0.0098376 | [{'constraint': 'max_daily_average_grid_connection_ratio', 'actual': 1.0098375613024466, 'target': 1.0, 'operator': '<=', 'violation': 0.009837561302446618, 'scaled_violation': 0.009837561302446618}] | maximum scale-free violation at first failed capacity | [1250.0, 1300.0] | [[0.0, 1250.0]] | FALSE | 1750 | reclaimed_water_substitution_ratio
54 | 1.2685 | 8.4392 | 0.0041865 | 1350 | 1400 | max_daily_average_grid_connection_ratio | 0.020788 | [{'constraint': 'max_daily_average_grid_connection_ratio', 'actual': 1.020787823401144, 'target': 1.0, 'operator': '<=', 'violation': 0.020787823401144045, 'scaled_violation': 0.020787823401144045}] | maximum scale-free violation at first failed capacity | [1350.0, 1400.0] | [[0.0, 1350.0]] | FALSE | 2000
55 | 1.2714 | 3.8041 | 0.0063828 | 1300 | 1350 | max_daily_average_grid_connection_ratio | 0.0014982 | [{'constraint': 'max_daily_average_grid_connection_ratio', 'actual': 1.0014982413372127, 'target': 1.0, 'operator': '<=', 'violation': 0.001498241337212658, 'scaled_violation': 0.001498241337212658}] | maximum scale-free violation at first failed capacity | [1300.0, 1350.0] | [[0.0, 1300.0]] | FALSE | 1900 | reclaimed_water_substitution_ratio
56 | 1.3203 | 4.7538 | 0.0069327 | 1250 | 1300 | max_daily_average_grid_connection_ratio | 0.0035198 | [{'constraint': 'max_daily_average_grid_connection_ratio', 'actual': 1.003519767510183, 'target': 1.0, 'operator': '<=', 'violation': 0.003519767510183014, 'scaled_violation': 0.003519767510183014}] | maximum scale-free violation at first failed capacity | [1250.0, 1300.0] | [[0.0, 1250.0]] | FALSE | 1900 | reclaimed_water_substitution_ratio
57 | 1.3053 | 7.5229 | 0.0069823 | 1300 | 1350 | max_daily_average_grid_connection_ratio | 0.031126 | [{'constraint': 'max_daily_average_grid_connection_ratio', 'actual': 1.031126059935555, 'target': 1.0, 'operator': '<=', 'violation': 0.03112605993555495, 'scaled_violation': 0.03112605993555495}] | maximum scale-free violation at first failed capacity | [1300.0, 1350.0] | [[0.0, 1300.0]] | FALSE | 2000
58 | 1.2991 | 8.0464 | 0.0048691 | 1300 | 1350 | max_daily_average_grid_connection_ratio | 0.01205 | [{'constraint': 'max_daily_average_grid_connection_ratio', 'actual': 1.012049932368279, 'target': 1.0, 'operator': '<=', 'violation': 0.012049932368279004, 'scaled_violation': 0.012049932368279004}] | maximum scale-free violation at first failed capacity | [1300.0, 1350.0] | [[0.0, 1300.0]] | FALSE | 1950 | reclaimed_water_substitution_ratio
59 | 1.2175 | 5.66 | 0.0036671 | 1400 | 1450 | max_daily_average_grid_connection_ratio | 0.012208 | [{'constraint': 'max_daily_average_grid_connection_ratio', 'actual': 1.0122079301215856, 'target': 1.0, 'operator': '<=', 'violation': 0.012207930121585608, 'scaled_violation': 0.012207930121585608}] | maximum scale-free violation at first failed capacity | [1400.0, 1450.0] | [[0.0, 1400.0]] | FALSE | 2000
60 | 1.3033 | 7.6759 | 0.0040619 | 1300 | 1350 | max_daily_average_grid_connection_ratio | 0.009738 | [{'constraint': 'max_daily_average_grid_connection_ratio', 'actual': 1.0097379528111676, 'target': 1.0, 'operator': '<=', 'violation': 0.009737952811167627, 'scaled_violation': 0.009737952811167627}] | maximum scale-free violation at first failed capacity | [1300.0, 1350.0] | [[0.0, 1300.0]] | FALSE | 1950 | reclaimed_water_substitution_ratio
61 | 1.1288 | 8.4159 | 0.0039466 | 1500 | 1550 | max_daily_average_grid_connection_ratio | 0.0074674 | [{'constraint': 'max_daily_average_grid_connection_ratio', 'actual': 1.0074673869574418, 'target': 1.0, 'operator': '<=', 'violation': 0.007467386957441757, 'scaled_violation': 0.007467386957441757}] | maximum scale-free violation at first failed capacity | [1500.0, 1550.0] | [[0.0, 1500.0]] | FALSE | 2000
62 | 1.345 | 5.9902 | 0.0028357 | 1300 | 1350 | max_daily_average_grid_connection_ratio | 0.032757 | [{'constraint': 'max_daily_average_grid_connection_ratio', 'actual': 1.0327568431305851, 'target': 1.0, 'operator': '<=', 'violation': 0.032756843130585134, 'scaled_violation': 0.032756843130585134}] | maximum scale-free violation at first failed capacity | [1300.0, 1350.0] | [[0.0, 1300.0]] | FALSE | 1850 | reclaimed_water_substitution_ratio
63 | 1.1959 | 5.0447 | 0.0050535 | 1400 | 1450 | max_daily_average_grid_connection_ratio | 0.0048805 | [{'constraint': 'max_daily_average_grid_connection_ratio', 'actual': 1.0048804541724534, 'target': 1.0, 'operator': '<=', 'violation': 0.004880454172453419, 'scaled_violation': 0.004880454172453419}] | maximum scale-free violation at first failed capacity | [1400.0, 1450.0] | [[0.0, 1400.0]] | FALSE | 2000
64 | 1.1573 | 5.8381 | 0.0033525 | 1500 | 1550 | max_daily_average_grid_connection_ratio | 0.027469 | [{'constraint': 'max_daily_average_grid_connection_ratio', 'actual': 1.0274685738558114, 'target': 1.0, 'operator': '<=', 'violation': 0.027468573855811362, 'scaled_violation': 0.027468573855811362}] | maximum scale-free violation at first failed capacity | [1500.0, 1550.0] | [[0.0, 1500.0]] | FALSE | 2000
65 | 1.334 | 8.6211 | 0.0060844 | 1250 | 1300 | max_daily_average_grid_connection_ratio | 0.0078359 | [{'constraint': 'max_daily_average_grid_connection_ratio', 'actual': 1.0078359067192009, 'target': 1.0, 'operator': '<=', 'violation': 0.007835906719200869, 'scaled_violation': 0.007835906719200869}] | maximum scale-free violation at first failed capacity | [1250.0, 1300.0] | [[0.0, 1250.0]] | FALSE | 1950 | reclaimed_water_substitution_ratio
66 | 1.1822 | 3.6904 | 0.0013871 | 1450 | 1500 | max_local_connection_ratio | 0.0087723 | [{'constraint': 'max_local_connection_ratio', 'actual': 1.0087722590729193, 'target': 1.0, 'operator': '<=', 'violation': 0.008772259072919342, 'scaled_violation': 0.008772259072919342}, {'constraint': 'max_daily_average_grid_connection_ratio', 'actual': 1.0002730013501389, 'target': 1.0, 'operator': '<=', 'violation': 0.0002730013501388573, 'scaled_violation': 0.0002730013501388573}] | maximum scale-free violation at first failed capacity | [1450.0, 1500.0] | [[0.0, 1450.0]] | FALSE | 1950 | reclaimed_water_substitution_ratio
67 | 1.2987 | 8.045 | 0.00095144 | 1350 | 1400 | max_daily_average_grid_connection_ratio | 0.021537 | [{'constraint': 'max_daily_average_grid_connection_ratio', 'actual': 1.0215365285492861, 'target': 1.0, 'operator': '<=', 'violation': 0.021536528549286116, 'scaled_violation': 0.021536528549286116}] | maximum scale-free violation at first failed capacity | [1350.0, 1400.0] | [[0.0, 1350.0]] | FALSE | 1900 | reclaimed_water_substitution_ratio
68 | 1.3435 | 4.4729 | 0.0006762 | 1300 | 1350 | max_daily_average_grid_connection_ratio | 0.016936 | [{'constraint': 'max_daily_average_grid_connection_ratio', 'actual': 1.0169358715227201, 'target': 1.0, 'operator': '<=', 'violation': 0.016935871522720136, 'scaled_violation': 0.016935871522720136}] | maximum scale-free violation at first failed capacity | [1300.0, 1350.0] | [[0.0, 1300.0]] | FALSE | 1800 | reclaimed_water_substitution_ratio
69 | 1.1405 | 5.1282 | 0.0019218 | 1500 | 1550 | max_daily_average_grid_connection_ratio | 0.0016751 | [{'constraint': 'max_daily_average_grid_connection_ratio', 'actual': 1.001675117065707, 'target': 1.0, 'operator': '<=', 'violation': 0.0016751170657069991, 'scaled_violation': 0.0016751170657069991}] | maximum scale-free violation at first failed capacity | [1500.0, 1550.0] | [[0.0, 1500.0]] | FALSE | 2000
70 | 1.202 | 7.2927 | 0.0076962 | 1400 | 1450 | max_daily_average_grid_connection_ratio | 0.029143 | [{'constraint': 'max_daily_average_grid_connection_ratio', 'actual': 1.0291428543923211, 'target': 1.0, 'operator': '<=', 'violation': 0.029142854392321116, 'scaled_violation': 0.029142854392321116}] | maximum scale-free violation at first failed capacity | [1400.0, 1450.0] | [[0.0, 1400.0]] | FALSE | 2000
71 | 1.261 | 7.7658 | 0.006595 | 1350 | 1400 | max_daily_average_grid_connection_ratio | 0.031998 | [{'constraint': 'max_daily_average_grid_connection_ratio', 'actual': 1.0319979351674342, 'target': 1.0, 'operator': '<=', 'violation': 0.03199793516743421, 'scaled_violation': 0.03199793516743421}] | maximum scale-free violation at first failed capacity | [1350.0, 1400.0] | [[0.0, 1350.0]] | FALSE | 2000
72 | 1.2 | 6.0449 | 0.0069789 | 1400 | 1450 | max_daily_average_grid_connection_ratio | 0.022278 | [{'constraint': 'max_daily_average_grid_connection_ratio', 'actual': 1.0222781307959448, 'target': 1.0, 'operator': '<=', 'violation': 0.02227813079594476, 'scaled_violation': 0.02227813079594476}] | maximum scale-free violation at first failed capacity | [1400.0, 1450.0] | [[0.0, 1400.0]] | FALSE | 2000
73 | 1.3104 | 5.9298 | 0.0022174 | 1300 | 1350 | max_daily_average_grid_connection_ratio | 0.002517 | [{'constraint': 'max_daily_average_grid_connection_ratio', 'actual': 1.0025170439032045, 'target': 1.0, 'operator': '<=', 'violation': 0.0025170439032045078, 'scaled_violation': 0.0025170439032045078}] | maximum scale-free violation at first failed capacity | [1300.0, 1350.0] | [[0.0, 1300.0]] | FALSE | 1900 | reclaimed_water_substitution_ratio
74 | 1.2324 | 7.7087 | 0.0056804 | 1350 | 1400 | max_daily_average_grid_connection_ratio | 0.0031596 | [{'constraint': 'max_daily_average_grid_connection_ratio', 'actual': 1.0031596129118965, 'target': 1.0, 'operator': '<=', 'violation': 0.003159612911896481, 'scaled_violation': 0.003159612911896481}] | maximum scale-free violation at first failed capacity | [1350.0, 1400.0] | [[0.0, 1350.0]] | FALSE | 2000
75 | 1.3079 | 4.2468 | 0.0032475 | 1300 | 1350 | max_daily_average_grid_connection_ratio | 0.0076327 | [{'constraint': 'max_daily_average_grid_connection_ratio', 'actual': 1.0076327358799946, 'target': 1.0, 'operator': '<=', 'violation': 0.007632735879994579, 'scaled_violation': 0.007632735879994579}] | maximum scale-free violation at first failed capacity | [1300.0, 1350.0] | [[0.0, 1300.0]] | FALSE | 1850 | reclaimed_water_substitution_ratio
76 | 1.2782 | 7.5804 | 0.0016576 | 1350 | 1400 | max_daily_average_grid_connection_ratio | 0.010498 | [{'constraint': 'max_daily_average_grid_connection_ratio', 'actual': 1.0104980290983046, 'target': 1.0, 'operator': '<=', 'violation': 0.010498029098304551, 'scaled_violation': 0.010498029098304551}] | maximum scale-free violation at first failed capacity | [1350.0, 1400.0] | [[0.0, 1350.0]] | FALSE | 1950 | reclaimed_water_substitution_ratio
77 | 1.3584 | 4.3786 | 0.0053724 | 1250 | 1300 | max_daily_average_grid_connection_ratio | 0.020887 | [{'constraint': 'max_daily_average_grid_connection_ratio', 'actual': 1.0208871793660916, 'target': 1.0, 'operator': '<=', 'violation': 0.020887179366091635, 'scaled_violation': 0.020887179366091635}] | maximum scale-free violation at first failed capacity | [1250.0, 1300.0] | [[0.0, 1250.0]] | FALSE | 1800 | reclaimed_water_substitution_ratio
78 | 1.1536 | 6.3963 | 0.0063653 | 1450 | 1500 | max_daily_average_grid_connection_ratio | 0.014048 | [{'constraint': 'max_daily_average_grid_connection_ratio', 'actual': 1.0140478568172506, 'target': 1.0, 'operator': '<=', 'violation': 0.014047856817250626, 'scaled_violation': 0.014047856817250626}] | maximum scale-free violation at first failed capacity | [1450.0, 1500.0] | [[0.0, 1450.0]] | FALSE | 2000
79 | 1.1302 | 5.0198 | 0.0049553 | 1500 | 1550 | max_daily_average_grid_connection_ratio | 0.016552 | [{'constraint': 'max_daily_average_grid_connection_ratio', 'actual': 1.0165522985197812, 'target': 1.0, 'operator': '<=', 'violation': 0.01655229851978124, 'scaled_violation': 0.01655229851978124}] | maximum scale-free violation at first failed capacity | [1500.0, 1550.0] | [[0.0, 1500.0]] | FALSE | 2000
80 | 1.2552 | 6.8932 | 0.0057753 | 1350 | 1400 | max_daily_average_grid_connection_ratio | 0.021628 | [{'constraint': 'max_daily_average_grid_connection_ratio', 'actual': 1.0216284502243576, 'target': 1.0, 'operator': '<=', 'violation': 0.021628450224357554, 'scaled_violation': 0.021628450224357554}] | maximum scale-free violation at first failed capacity | [1350.0, 1400.0] | [[0.0, 1350.0]] | FALSE | 2000
81 | 1.336 | 6.5208 | 0.0044865 | 1300 | 1350 | max_daily_average_grid_connection_ratio | 0.037227 | [{'constraint': 'max_daily_average_grid_connection_ratio', 'actual': 1.0372266445426384, 'target': 1.0, 'operator': '<=', 'violation': 0.037226644542638354, 'scaled_violation': 0.037226644542638354}] | maximum scale-free violation at first failed capacity | [1300.0, 1350.0] | [[0.0, 1300.0]] | FALSE | 1900 | reclaimed_water_substitution_ratio
82 | 1.3276 | 6.47 | 0.00092426 | 1300 | 1350 | max_daily_average_grid_connection_ratio | 0.0066067 | [{'constraint': 'max_daily_average_grid_connection_ratio', 'actual': 1.0066066545105778, 'target': 1.0, 'operator': '<=', 'violation': 0.006606654510577847, 'scaled_violation': 0.006606654510577847}] | maximum scale-free violation at first failed capacity | [1300.0, 1350.0] | [[0.0, 1300.0]] | FALSE | 1850 | reclaimed_water_substitution_ratio
83 | 1.2139 | 6.3549 | 0.0031846 | 1400 | 1450 | max_daily_average_grid_connection_ratio | 0.0057111 | [{'constraint': 'max_daily_average_grid_connection_ratio', 'actual': 1.0057110821508175, 'target': 1.0, 'operator': '<=', 'violation': 0.005711082150817504, 'scaled_violation': 0.005711082150817504}] | maximum scale-free violation at first failed capacity | [1400.0, 1450.0] | [[0.0, 1400.0]] | FALSE | 2000
84 | 1.231 | 8.5412 | 0.0024917 | 1400 | 1450 | max_daily_average_grid_connection_ratio | 0.014457 | [{'constraint': 'max_daily_average_grid_connection_ratio', 'actual': 1.0144573244206347, 'target': 1.0, 'operator': '<=', 'violation': 0.014457324420634743, 'scaled_violation': 0.014457324420634743}] | maximum scale-free violation at first failed capacity | [1400.0, 1450.0] | [[0.0, 1400.0]] | FALSE | 2000
85 | 1.2384 | 8.4526 | 0.0011539 | 1400 | 1450 | max_daily_average_grid_connection_ratio | 0.010715 | [{'constraint': 'max_daily_average_grid_connection_ratio', 'actual': 1.01071521033407, 'target': 1.0, 'operator': '<=', 'violation': 0.010715210334069969, 'scaled_violation': 0.010715210334069969}] | maximum scale-free violation at first failed capacity | [1400.0, 1450.0] | [[0.0, 1400.0]] | FALSE | 2000
86 | 1.3172 | 4.7432 | 0.0014055 | 1300 | 1350 | max_daily_average_grid_connection_ratio | 0.0020832 | [{'constraint': 'max_daily_average_grid_connection_ratio', 'actual': 1.002083154745121, 'target': 1.0, 'operator': '<=', 'violation': 0.0020831547451209964, 'scaled_violation': 0.0020831547451209964}] | maximum scale-free violation at first failed capacity | [1300.0, 1350.0] | [[0.0, 1300.0]] | FALSE | 1850 | reclaimed_water_substitution_ratio
87 | 1.1607 | 6.3709 | 0.0044885 | 1450 | 1500 | max_daily_average_grid_connection_ratio | 0.0057738 | [{'constraint': 'max_daily_average_grid_connection_ratio', 'actual': 1.0057737516046952, 'target': 1.0, 'operator': '<=', 'violation': 0.0057737516046951765, 'scaled_violation': 0.0057737516046951765}] | maximum scale-free violation at first failed capacity | [1450.0, 1500.0] | [[0.0, 1450.0]] | FALSE | 2000
88 | 1.1751 | 5.5053 | 0.00051978 | 1500 | 1550 | max_daily_average_grid_connection_ratio | 0.020663 | [{'constraint': 'max_daily_average_grid_connection_ratio', 'actual': 1.0206634678345226, 'target': 1.0, 'operator': '<=', 'violation': 0.020663467834522553, 'scaled_violation': 0.020663467834522553}] | maximum scale-free violation at first failed capacity | [1500.0, 1550.0] | [[0.0, 1500.0]] | FALSE | 2000
89 | 1.2899 | 5.472 | 0.0035103 | 1350 | 1400 | max_daily_average_grid_connection_ratio | 0.032755 | [{'constraint': 'max_daily_average_grid_connection_ratio', 'actual': 1.0327549651168653, 'target': 1.0, 'operator': '<=', 'violation': 0.032754965116865264, 'scaled_violation': 0.032754965116865264}] | maximum scale-free violation at first failed capacity | [1350.0, 1400.0] | [[0.0, 1350.0]] | FALSE | 1950 | reclaimed_water_substitution_ratio
90 | 1.24 | 8.6778 | 0.0061391 | 1350 | 1400 | max_daily_average_grid_connection_ratio | 0.012314 | [{'constraint': 'max_daily_average_grid_connection_ratio', 'actual': 1.0123144033700318, 'target': 1.0, 'operator': '<=', 'violation': 0.012314403370031757, 'scaled_violation': 0.012314403370031757}] | maximum scale-free violation at first failed capacity | [1350.0, 1400.0] | [[0.0, 1350.0]] | FALSE | 2000
91 | 1.2704 | 4.1473 | 0.0068149 | 1300 | 1350 | max_daily_average_grid_connection_ratio | 0.0036728 | [{'constraint': 'max_daily_average_grid_connection_ratio', 'actual': 1.003672807581405, 'target': 1.0, 'operator': '<=', 'violation': 0.00367280758140498, 'scaled_violation': 0.00367280758140498}] | maximum scale-free violation at first failed capacity | [1300.0, 1350.0] | [[0.0, 1300.0]] | FALSE | 1950 | reclaimed_water_substitution_ratio
92 | 1.3329 | 6.3878 | 0.0044337 | 1300 | 1350 | max_daily_average_grid_connection_ratio | 0.034556 | [{'constraint': 'max_daily_average_grid_connection_ratio', 'actual': 1.03455597075909, 'target': 1.0, 'operator': '<=', 'violation': 0.03455597075908989, 'scaled_violation': 0.03455597075908989}] | maximum scale-free violation at first failed capacity | [1300.0, 1350.0] | [[0.0, 1300.0]] | FALSE | 1900 | reclaimed_water_substitution_ratio
93 | 1.1242 | 3.7087 | 0.001231 | 1550 | 1600 | max_local_connection_ratio | 0.020795 | [{'constraint': 'max_local_connection_ratio', 'actual': 1.0207954126868046, 'target': 1.0, 'operator': '<=', 'violation': 0.020795412686804626, 'scaled_violation': 0.020795412686804626}, {'constraint': 'max_daily_average_grid_connection_ratio', 'actual': 1.013906801210578, 'target': 1.0, 'operator': '<=', 'violation': 0.01390680121057808, 'scaled_violation': 0.01390680121057808}] | maximum scale-free violation at first failed capacity | [1550.0, 1600.0] | [[0.0, 1550.0]] | FALSE | 2000
94 | 1.1972 | 5.8237 | 0.0039462 | 1450 | 1500 | max_daily_average_grid_connection_ratio | 0.03222 | [{'constraint': 'max_daily_average_grid_connection_ratio', 'actual': 1.0322200747194152, 'target': 1.0, 'operator': '<=', 'violation': 0.03222007471941524, 'scaled_violation': 0.03222007471941524}] | maximum scale-free violation at first failed capacity | [1450.0, 1500.0] | [[0.0, 1450.0]] | FALSE | 2000
95 | 1.1742 | 4.0511 | 0.0051909 | 1450 | 1500 | max_daily_average_grid_connection_ratio | 0.022393 | [{'constraint': 'max_daily_average_grid_connection_ratio', 'actual': 1.0223926545455138, 'target': 1.0, 'operator': '<=', 'violation': 0.022392654545513757, 'scaled_violation': 0.022392654545513757}, {'constraint': 'max_local_connection_ratio', 'actual': 1.000529154322185, 'target': 1.0, 'operator': '<=', 'violation': 0.0005291543221850326, 'scaled_violation': 0.0005291543221850326}] | maximum scale-free violation at first failed capacity | [1450.0, 1500.0] | [[0.0, 1450.0]] | FALSE | 2000
96 | 1.1967 | 5.5134 | 0.0048237 | 1400 | 1450 | max_daily_average_grid_connection_ratio | 0.0038224 | [{'constraint': 'max_daily_average_grid_connection_ratio', 'actual': 1.0038224358079915, 'target': 1.0, 'operator': '<=', 'violation': 0.0038224358079914644, 'scaled_violation': 0.0038224358079914644}] | maximum scale-free violation at first failed capacity | [1400.0, 1450.0] | [[0.0, 1400.0]] | FALSE | 2000
97 | 1.1749 | 7.905 | 0.0067235 | 1400 | 1450 | max_daily_average_grid_connection_ratio | 6.824e-05 | [{'constraint': 'max_daily_average_grid_connection_ratio', 'actual': 1.0000682399627603, 'target': 1.0, 'operator': '<=', 'violation': 6.823996276028588e-05, 'scaled_violation': 6.823996276028588e-05}] | maximum scale-free violation at first failed capacity | [1400.0, 1450.0] | [[0.0, 1400.0]] | FALSE | 2000
98 | 1.2687 | 8.46 | 0.00050615 | 1400 | 1450 | max_daily_average_grid_connection_ratio | 0.030451 | [{'constraint': 'max_daily_average_grid_connection_ratio', 'actual': 1.0304514609783668, 'target': 1.0, 'operator': '<=', 'violation': 0.030451460978366818, 'scaled_violation': 0.030451460978366818}] | maximum scale-free violation at first failed capacity | [1400.0, 1450.0] | [[0.0, 1400.0]] | FALSE | 1950 | reclaimed_water_substitution_ratio
99 | 1.155 | 5.2816 | 0.0049024 | 1450 | 1500 | max_daily_average_grid_connection_ratio | 0.0041216 | [{'constraint': 'max_daily_average_grid_connection_ratio', 'actual': 1.0041216065478595, 'target': 1.0, 'operator': '<=', 'violation': 0.004121606547859535, 'scaled_violation': 0.004121606547859535}] | maximum scale-free violation at first failed capacity | [1450.0, 1500.0] | [[0.0, 1450.0]] | FALSE | 2000
100 | 1.1692 | 6.0335 | 0.0069373 | 1450 | 1500 | max_daily_average_grid_connection_ratio | 0.031414 | [{'constraint': 'max_daily_average_grid_connection_ratio', 'actual': 1.0314142215879802, 'target': 1.0, 'operator': '<=', 'violation': 0.03141422158798024, 'scaled_violation': 0.03141422158798024}] | maximum scale-free violation at first failed capacity | [1450.0, 1500.0] | [[0.0, 1450.0]] | FALSE | 2000
101 | 1.2768 | 4.6673 | 0.0076049 | 1300 | 1350 | max_daily_average_grid_connection_ratio | 0.013882 | [{'constraint': 'max_daily_average_grid_connection_ratio', 'actual': 1.0138815451026615, 'target': 1.0, 'operator': '<=', 'violation': 0.013881545102661486, 'scaled_violation': 0.013881545102661486}] | maximum scale-free violation at first failed capacity | [1300.0, 1350.0] | [[0.0, 1300.0]] | FALSE | 2000
102 | 1.2257 | 4.181 | 0.0023097 | 1400 | 1450 | max_daily_average_grid_connection_ratio | 0.0088603 | [{'constraint': 'max_daily_average_grid_connection_ratio', 'actual': 1.0088603073959352, 'target': 1.0, 'operator': '<=', 'violation': 0.00886030739593524, 'scaled_violation': 0.00886030739593524}] | maximum scale-free violation at first failed capacity | [1400.0, 1450.0] | [[0.0, 1400.0]] | FALSE | 1950 | reclaimed_water_substitution_ratio
103 | 1.2817 | 5.1709 | 0.0052679 | 1300 | 1350 | max_daily_average_grid_connection_ratio | 0.001663 | [{'constraint': 'max_daily_average_grid_connection_ratio', 'actual': 1.00166302735282, 'target': 1.0, 'operator': '<=', 'violation': 0.001663027352819979, 'scaled_violation': 0.001663027352819979}] | maximum scale-free violation at first failed capacity | [1300.0, 1350.0] | [[0.0, 1300.0]] | FALSE | 2000
104 | 1.143 | 7.7496 | 0.0054142 | 1500 | 1550 | max_daily_average_grid_connection_ratio | 0.031163 | [{'constraint': 'max_daily_average_grid_connection_ratio', 'actual': 1.031162891341517, 'target': 1.0, 'operator': '<=', 'violation': 0.03116289134151695, 'scaled_violation': 0.03116289134151695}] | maximum scale-free violation at first failed capacity | [1500.0, 1550.0] | [[0.0, 1500.0]] | FALSE | 2000
105 | 1.1353 | 5.8067 | 0.0044004 | 1500 | 1550 | max_daily_average_grid_connection_ratio | 0.016605 | [{'constraint': 'max_daily_average_grid_connection_ratio', 'actual': 1.0166047533321576, 'target': 1.0, 'operator': '<=', 'violation': 0.016604753332157607, 'scaled_violation': 0.016604753332157607}] | maximum scale-free violation at first failed capacity | [1500.0, 1550.0] | [[0.0, 1500.0]] | FALSE | 2000
106 | 1.2684 | 6.1854 | 0.0032205 | 1350 | 1400 | max_daily_average_grid_connection_ratio | 0.013863 | [{'constraint': 'max_daily_average_grid_connection_ratio', 'actual': 1.0138626621867255, 'target': 1.0, 'operator': '<=', 'violation': 0.013862662186725494, 'scaled_violation': 0.013862662186725494}] | maximum scale-free violation at first failed capacity | [1350.0, 1400.0] | [[0.0, 1350.0]] | FALSE | 2000
107 | 1.3561 | 3.6302 | 0.0025471 | 1250 | 1300 | max_local_connection_ratio | 0.01496 | [{'constraint': 'max_local_connection_ratio', 'actual': 1.0149600653435973, 'target': 1.0, 'operator': '<=', 'violation': 0.014960065343597284, 'scaled_violation': 0.014960065343597284}, {'constraint': 'max_daily_average_grid_connection_ratio', 'actual': 1.000663159858329, 'target': 1.0, 'operator': '<=', 'violation': 0.0006631598583290987, 'scaled_violation': 0.0006631598583290987}] | maximum scale-free violation at first failed capacity | [1250.0, 1300.0] | [[0.0, 1250.0]] | FALSE | 1700 | reclaimed_water_substitution_ratio
108 | 1.3153 | 7.1619 | 0.004708 | 1300 | 1350 | max_daily_average_grid_connection_ratio | 0.023185 | [{'constraint': 'max_daily_average_grid_connection_ratio', 'actual': 1.0231846025129916, 'target': 1.0, 'operator': '<=', 'violation': 0.023184602512991592, 'scaled_violation': 0.023184602512991592}] | maximum scale-free violation at first failed capacity | [1300.0, 1350.0] | [[0.0, 1300.0]] | FALSE | 1950 | reclaimed_water_substitution_ratio
109 | 1.1231 | 7.5068 | 0.0015872 | 1550 | 1600 | max_daily_average_grid_connection_ratio | 0.0158 | [{'constraint': 'max_daily_average_grid_connection_ratio', 'actual': 1.0158000039336677, 'target': 1.0, 'operator': '<=', 'violation': 0.01580000393366765, 'scaled_violation': 0.01580000393366765}] | maximum scale-free violation at first failed capacity | [1550.0, 1600.0] | [[0.0, 1550.0]] | FALSE | 2000
110 | 1.2336 | 8.4642 | 0.0020662 | 1400 | 1450 | max_daily_average_grid_connection_ratio | 0.013483 | [{'constraint': 'max_daily_average_grid_connection_ratio', 'actual': 1.0134825641616936, 'target': 1.0, 'operator': '<=', 'violation': 0.013482564161693578, 'scaled_violation': 0.013482564161693578}] | maximum scale-free violation at first failed capacity | [1400.0, 1450.0] | [[0.0, 1400.0]] | FALSE | 2000
111 | 1.2008 | 8.1971 | 0.0074521 | 1400 | 1450 | max_daily_average_grid_connection_ratio | 0.026348 | [{'constraint': 'max_daily_average_grid_connection_ratio', 'actual': 1.0263481182079206, 'target': 1.0, 'operator': '<=', 'violation': 0.0263481182079206, 'scaled_violation': 0.0263481182079206}] | maximum scale-free violation at first failed capacity | [1400.0, 1450.0] | [[0.0, 1400.0]] | FALSE | 2000
112 | 1.301 | 4.0145 | 0.0061383 | 1300 | 1350 | max_daily_average_grid_connection_ratio | 0.022122 | [{'constraint': 'max_daily_average_grid_connection_ratio', 'actual': 1.0221218937614105, 'target': 1.0, 'operator': '<=', 'violation': 0.022121893761410494, 'scaled_violation': 0.022121893761410494}, {'constraint': 'max_local_connection_ratio', 'actual': 1.0030325793220856, 'target': 1.0, 'operator': '<=', 'violation': 0.00303257932208556, 'scaled_violation': 0.00303257932208556}] | maximum scale-free violation at first failed capacity | [1300.0, 1350.0] | [[0.0, 1300.0]] | FALSE | 1900 | reclaimed_water_substitution_ratio
113 | 1.1402 | 5.446 | 0.0026975 | 1500 | 1550 | max_daily_average_grid_connection_ratio | 0.0075085 | [{'constraint': 'max_daily_average_grid_connection_ratio', 'actual': 1.007508548276365, 'target': 1.0, 'operator': '<=', 'violation': 0.007508548276365046, 'scaled_violation': 0.007508548276365046}] | maximum scale-free violation at first failed capacity | [1500.0, 1550.0] | [[0.0, 1500.0]] | FALSE | 2000
114 | 1.2769 | 8.1775 | 0.0048429 | 1350 | 1400 | max_daily_average_grid_connection_ratio | 0.031961 | [{'constraint': 'max_daily_average_grid_connection_ratio', 'actual': 1.0319609861239945, 'target': 1.0, 'operator': '<=', 'violation': 0.03196098612399445, 'scaled_violation': 0.03196098612399445}] | maximum scale-free violation at first failed capacity | [1350.0, 1400.0] | [[0.0, 1350.0]] | FALSE | 2000
115 | 1.1256 | 4.4656 | 0.0017763 | 1550 | 1600 | max_daily_average_grid_connection_ratio | 0.019515 | [{'constraint': 'max_daily_average_grid_connection_ratio', 'actual': 1.0195152819835205, 'target': 1.0, 'operator': '<=', 'violation': 0.019515281983520483, 'scaled_violation': 0.019515281983520483}] | maximum scale-free violation at first failed capacity | [1550.0, 1600.0] | [[0.0, 1550.0]] | FALSE | 2000
116 | 1.1219 | 3.5122 | 0.0050796 | 1450 | 1500 | max_local_connection_ratio | 0.0036131 | [{'constraint': 'max_local_connection_ratio', 'actual': 1.003613100886201, 'target': 1.0, 'operator': '<=', 'violation': 0.003613100886201037, 'scaled_violation': 0.003613100886201037}] | maximum scale-free violation at first failed capacity | [1450.0, 1500.0] | [[0.0, 1450.0]] | FALSE | 2000
117 | 1.2771 | 6.7738 | 0.0052358 | 1350 | 1400 | max_daily_average_grid_connection_ratio | 0.034915 | [{'constraint': 'max_daily_average_grid_connection_ratio', 'actual': 1.0349154147138944, 'target': 1.0, 'operator': '<=', 'violation': 0.034915414713894366, 'scaled_violation': 0.034915414713894366}] | maximum scale-free violation at first failed capacity | [1350.0, 1400.0] | [[0.0, 1350.0]] | FALSE | 2000
118 | 1.3111 | 8.2048 | 0.0044491 | 1300 | 1350 | max_daily_average_grid_connection_ratio | 0.018198 | [{'constraint': 'max_daily_average_grid_connection_ratio', 'actual': 1.01819797957902, 'target': 1.0, 'operator': '<=', 'violation': 0.01819797957901992, 'scaled_violation': 0.01819797957901992}] | maximum scale-free violation at first failed capacity | [1300.0, 1350.0] | [[0.0, 1300.0]] | FALSE | 1950 | reclaimed_water_substitution_ratio
119 | 1.1637 | 8.9565 | 0.0044414 | 1450 | 1500 | max_daily_average_grid_connection_ratio | 0.007889 | [{'constraint': 'max_daily_average_grid_connection_ratio', 'actual': 1.0078890261296753, 'target': 1.0, 'operator': '<=', 'violation': 0.007889026129675347, 'scaled_violation': 0.007889026129675347}] | maximum scale-free violation at first failed capacity | [1450.0, 1500.0] | [[0.0, 1450.0]] | FALSE | 2000
120 | 1.3009 | 8.3585 | 0.0018683 | 1350 | 1400 | max_daily_average_grid_connection_ratio | 0.029708 | [{'constraint': 'max_daily_average_grid_connection_ratio', 'actual': 1.0297076712874933, 'target': 1.0, 'operator': '<=', 'violation': 0.029707671287493298, 'scaled_violation': 0.029707671287493298}] | maximum scale-free violation at first failed capacity | [1350.0, 1400.0] | [[0.0, 1350.0]] | FALSE | 1900 | reclaimed_water_substitution_ratio
121 | 1.2649 | 5.6675 | 0.007867 | 1300 | 1350 | max_daily_average_grid_connection_ratio | 0.0067243 | [{'constraint': 'max_daily_average_grid_connection_ratio', 'actual': 1.0067242834934924, 'target': 1.0, 'operator': '<=', 'violation': 0.006724283493492411, 'scaled_violation': 0.006724283493492411}] | maximum scale-free violation at first failed capacity | [1300.0, 1350.0] | [[0.0, 1300.0]] | FALSE | 2000
122 | 1.3117 | 3.1556 | 0.0010522 | 1250 | 1300 | max_local_connection_ratio | 0.026904 | [{'constraint': 'max_local_connection_ratio', 'actual': 1.0269043006515488, 'target': 1.0, 'operator': '<=', 'violation': 0.026904300651548807, 'scaled_violation': 0.026904300651548807}] | maximum scale-free violation at first failed capacity | [1250.0, 1300.0] | [[0.0, 1250.0]] | FALSE | 1700 | reclaimed_water_substitution_ratio
123 | 1.3501 | 8.6614 | 0.00061118 | 1300 | 1350 | max_daily_average_grid_connection_ratio | 0.021473 | [{'constraint': 'max_daily_average_grid_connection_ratio', 'actual': 1.0214725013971044, 'target': 1.0, 'operator': '<=', 'violation': 0.021472501397104438, 'scaled_violation': 0.021472501397104438}] | maximum scale-free violation at first failed capacity | [1300.0, 1350.0] | [[0.0, 1300.0]] | FALSE | 1850 | reclaimed_water_substitution_ratio
124 | 1.1715 | 8.6178 | 0.0063698 | 1450 | 1500 | max_daily_average_grid_connection_ratio | 0.029044 | [{'constraint': 'max_daily_average_grid_connection_ratio', 'actual': 1.0290444455693528, 'target': 1.0, 'operator': '<=', 'violation': 0.029044445569352817, 'scaled_violation': 0.029044445569352817}] | maximum scale-free violation at first failed capacity | [1450.0, 1500.0] | [[0.0, 1450.0]] | FALSE | 2000
125 | 1.3355 | 8.0633 | 0.0018606 | 1300 | 1350 | max_daily_average_grid_connection_ratio | 0.018965 | [{'constraint': 'max_daily_average_grid_connection_ratio', 'actual': 1.0189651015520444, 'target': 1.0, 'operator': '<=', 'violation': 0.01896510155204445, 'scaled_violation': 0.01896510155204445}] | maximum scale-free violation at first failed capacity | [1300.0, 1350.0] | [[0.0, 1300.0]] | FALSE | 1850 | reclaimed_water_substitution_ratio
126 | 1.3424 | 6.9347 | 0.0059139 | 1250 | 1300 | max_daily_average_grid_connection_ratio | 0.012851 | [{'constraint': 'max_daily_average_grid_connection_ratio', 'actual': 1.0128511780742593, 'target': 1.0, 'operator': '<=', 'violation': 0.012851178074259284, 'scaled_violation': 0.012851178074259284}] | maximum scale-free violation at first failed capacity | [1250.0, 1300.0] | [[0.0, 1250.0]] | FALSE | 1900 | reclaimed_water_substitution_ratio
127 | 1.36 | 6.9733 | 0.007441 | 1250 | 1300 | max_daily_average_grid_connection_ratio | 0.035618 | [{'constraint': 'max_daily_average_grid_connection_ratio', 'actual': 1.035618290437744, 'target': 1.0, 'operator': '<=', 'violation': 0.035618290437744005, 'scaled_violation': 0.035618290437744005}] | maximum scale-free violation at first failed capacity | [1250.0, 1300.0] | [[0.0, 1250.0]] | FALSE | 1900 | reclaimed_water_substitution_ratio
128 | 1.2625 | 3.571 | 0.0066599 | 1300 | 1350 | max_local_connection_ratio | 0.016814 | [{'constraint': 'max_local_connection_ratio', 'actual': 1.0168140841911781, 'target': 1.0, 'operator': '<=', 'violation': 0.016814084191178136, 'scaled_violation': 0.016814084191178136}] | maximum scale-free violation at first failed capacity | [1300.0, 1350.0] | [[0.0, 1300.0]] | FALSE | 1900 | reclaimed_water_substitution_ratio
129 | 1.1353 | 8.877 | 0.0063519 | 1500 | 1550 | max_daily_average_grid_connection_ratio | 0.031894 | [{'constraint': 'max_daily_average_grid_connection_ratio', 'actual': 1.0318942664743591, 'target': 1.0, 'operator': '<=', 'violation': 0.03189426647435911, 'scaled_violation': 0.03189426647435911}] | maximum scale-free violation at first failed capacity | [1500.0, 1550.0] | [[0.0, 1500.0]] | FALSE | 2000
130 | 1.1362 | 6.7652 | 0.0035112 | 1500 | 1550 | max_daily_average_grid_connection_ratio | 0.01045 | [{'constraint': 'max_daily_average_grid_connection_ratio', 'actual': 1.010449641321103, 'target': 1.0, 'operator': '<=', 'violation': 0.010449641321103043, 'scaled_violation': 0.010449641321103043}] | maximum scale-free violation at first failed capacity | [1500.0, 1550.0] | [[0.0, 1500.0]] | FALSE | 2000
131 | 1.169 | 3.9882 | 0.0031338 | 1450 | 1500 | max_daily_average_grid_connection_ratio | 0.002454 | [{'constraint': 'max_daily_average_grid_connection_ratio', 'actual': 1.0024540079994702, 'target': 1.0, 'operator': '<=', 'violation': 0.0024540079994701536, 'scaled_violation': 0.0024540079994701536}] | maximum scale-free violation at first failed capacity | [1450.0, 1500.0] | [[0.0, 1450.0]] | FALSE | 2000
132 | 1.2803 | 5.3154 | 0.0039147 | 1350 | 1400 | max_daily_average_grid_connection_ratio | 0.028099 | [{'constraint': 'max_daily_average_grid_connection_ratio', 'actual': 1.0280992530140896, 'target': 1.0, 'operator': '<=', 'violation': 0.028099253014089554, 'scaled_violation': 0.028099253014089554}] | maximum scale-free violation at first failed capacity | [1350.0, 1400.0] | [[0.0, 1350.0]] | FALSE | 1950 | reclaimed_water_substitution_ratio
133 | 1.3514 | 5.192 | 0.0014172 | 1300 | 1350 | max_daily_average_grid_connection_ratio | 0.027951 | [{'constraint': 'max_daily_average_grid_connection_ratio', 'actual': 1.0279510369232419, 'target': 1.0, 'operator': '<=', 'violation': 0.027951036923241857, 'scaled_violation': 0.027951036923241857}] | maximum scale-free violation at first failed capacity | [1300.0, 1350.0] | [[0.0, 1300.0]] | FALSE | 1800 | reclaimed_water_substitution_ratio
134 | 1.2834 | 7.2305 | 0.0049836 | 1300 | 1350 | max_daily_average_grid_connection_ratio | 0.0010321 | [{'constraint': 'max_daily_average_grid_connection_ratio', 'actual': 1.0010321118335892, 'target': 1.0, 'operator': '<=', 'violation': 0.0010321118335891999, 'scaled_violation': 0.0010321118335891999}] | maximum scale-free violation at first failed capacity | [1300.0, 1350.0] | [[0.0, 1300.0]] | FALSE | 2000
135 | 1.2679 | 3.7321 | 0.0012653 | 1350 | 1400 | max_local_connection_ratio | 0.00432 | [{'constraint': 'max_local_connection_ratio', 'actual': 1.0043200414352724, 'target': 1.0, 'operator': '<=', 'violation': 0.004320041435272426, 'scaled_violation': 0.004320041435272426}] | maximum scale-free violation at first failed capacity | [1350.0, 1400.0] | [[0.0, 1350.0]] | FALSE | 1800 | reclaimed_water_substitution_ratio
136 | 1.2843 | 6.2559 | 0.0038189 | 1350 | 1400 | max_daily_average_grid_connection_ratio | 0.030513 | [{'constraint': 'max_daily_average_grid_connection_ratio', 'actual': 1.0305128331050781, 'target': 1.0, 'operator': '<=', 'violation': 0.03051283310507813, 'scaled_violation': 0.03051283310507813}] | maximum scale-free violation at first failed capacity | [1350.0, 1400.0] | [[0.0, 1350.0]] | FALSE | 2000
137 | 1.283 | 5.4215 | 0.0071484 | 1300 | 1350 | max_daily_average_grid_connection_ratio | 0.015479 | [{'constraint': 'max_daily_average_grid_connection_ratio', 'actual': 1.0154793204269608, 'target': 1.0, 'operator': '<=', 'violation': 0.015479320426960763, 'scaled_violation': 0.015479320426960763}] | maximum scale-free violation at first failed capacity | [1300.0, 1350.0] | [[0.0, 1300.0]] | FALSE | 2000
138 | 1.1557 | 7.6722 | 0.0075116 | 1450 | 1500 | max_daily_average_grid_connection_ratio | 0.024423 | [{'constraint': 'max_daily_average_grid_connection_ratio', 'actual': 1.0244233857458458, 'target': 1.0, 'operator': '<=', 'violation': 0.024423385745845794, 'scaled_violation': 0.024423385745845794}] | maximum scale-free violation at first failed capacity | [1450.0, 1500.0] | [[0.0, 1450.0]] | FALSE | 2000
139 | 1.2598 | 6.0294 | 0.0033303 | 1350 | 1400 | max_daily_average_grid_connection_ratio | 0.0079604 | [{'constraint': 'max_daily_average_grid_connection_ratio', 'actual': 1.0079603555836443, 'target': 1.0, 'operator': '<=', 'violation': 0.007960355583644274, 'scaled_violation': 0.007960355583644274}] | maximum scale-free violation at first failed capacity | [1350.0, 1400.0] | [[0.0, 1350.0]] | FALSE | 2000
140 | 1.2816 | 4.9125 | 0.0017735 | 1350 | 1400 | max_daily_average_grid_connection_ratio | 0.013951 | [{'constraint': 'max_daily_average_grid_connection_ratio', 'actual': 1.0139505396198358, 'target': 1.0, 'operator': '<=', 'violation': 0.013950539619835833, 'scaled_violation': 0.013950539619835833}] | maximum scale-free violation at first failed capacity | [1350.0, 1400.0] | [[0.0, 1350.0]] | FALSE | 1900 | reclaimed_water_substitution_ratio
141 | 1.3544 | 8.9047 | 0.0030222 | 1250 | 1300 | max_daily_average_grid_connection_ratio | 0.0025633 | [{'constraint': 'max_daily_average_grid_connection_ratio', 'actual': 1.0025633304434984, 'target': 1.0, 'operator': '<=', 'violation': 0.002563330443498435, 'scaled_violation': 0.002563330443498435}] | maximum scale-free violation at first failed capacity | [1250.0, 1300.0] | [[0.0, 1250.0]] | FALSE | 1850 | reclaimed_water_substitution_ratio
142 | 1.3463 | 8.24 | 0.0013968 | 1300 | 1350 | max_daily_average_grid_connection_ratio | 0.02394 | [{'constraint': 'max_daily_average_grid_connection_ratio', 'actual': 1.0239397604781042, 'target': 1.0, 'operator': '<=', 'violation': 0.0239397604781042, 'scaled_violation': 0.0239397604781042}] | maximum scale-free violation at first failed capacity | [1300.0, 1350.0] | [[0.0, 1300.0]] | FALSE | 1850 | reclaimed_water_substitution_ratio
143 | 1.1419 | 5.5729 | 0.0057335 | 1500 | 1550 | max_daily_average_grid_connection_ratio | 0.032779 | [{'constraint': 'max_daily_average_grid_connection_ratio', 'actual': 1.0327793841592912, 'target': 1.0, 'operator': '<=', 'violation': 0.03277938415929116, 'scaled_violation': 0.03277938415929116}] | maximum scale-free violation at first failed capacity | [1500.0, 1550.0] | [[0.0, 1500.0]] | FALSE | 2000
144 | 1.2562 | 5.6714 | 0.0043325 | 1350 | 1400 | max_daily_average_grid_connection_ratio | 0.012191 | [{'constraint': 'max_daily_average_grid_connection_ratio', 'actual': 1.0121906866171269, 'target': 1.0, 'operator': '<=', 'violation': 0.012190686617126856, 'scaled_violation': 0.012190686617126856}] | maximum scale-free violation at first failed capacity | [1350.0, 1400.0] | [[0.0, 1350.0]] | FALSE | 2000
145 | 1.1425 | 4.3205 | 0.0070375 | 1450 | 1500 | max_daily_average_grid_connection_ratio | 0.0097841 | [{'constraint': 'max_daily_average_grid_connection_ratio', 'actual': 1.0097841250793649, 'target': 1.0, 'operator': '<=', 'violation': 0.00978412507936488, 'scaled_violation': 0.00978412507936488}] | maximum scale-free violation at first failed capacity | [1450.0, 1500.0] | [[0.0, 1450.0]] | FALSE | 2000
146 | 1.2373 | 5.3937 | 0.0061774 | 1350 | 1400 | max_daily_average_grid_connection_ratio | 0.010519 | [{'constraint': 'max_daily_average_grid_connection_ratio', 'actual': 1.0105189408108912, 'target': 1.0, 'operator': '<=', 'violation': 0.01051894081089122, 'scaled_violation': 0.01051894081089122}] | maximum scale-free violation at first failed capacity | [1350.0, 1400.0] | [[0.0, 1350.0]] | FALSE | 2000
147 | 1.1577 | 5.4354 | 0.0010111 | 1500 | 1550 | max_daily_average_grid_connection_ratio | 0.009473 | [{'constraint': 'max_daily_average_grid_connection_ratio', 'actual': 1.00947304651573, 'target': 1.0, 'operator': '<=', 'violation': 0.00947304651573, 'scaled_violation': 0.00947304651573}] | maximum scale-free violation at first failed capacity | [1500.0, 1550.0] | [[0.0, 1500.0]] | FALSE | 2000
148 | 1.2926 | 5.5199 | 0.0061694 | 1300 | 1350 | max_daily_average_grid_connection_ratio | 0.016046 | [{'constraint': 'max_daily_average_grid_connection_ratio', 'actual': 1.0160462904827559, 'target': 1.0, 'operator': '<=', 'violation': 0.016046290482755854, 'scaled_violation': 0.016046290482755854}] | maximum scale-free violation at first failed capacity | [1300.0, 1350.0] | [[0.0, 1300.0]] | FALSE | 2000
149 | 1.3555 | 5.175 | 0.00051898 | 1300 | 1350 | max_daily_average_grid_connection_ratio | 0.024876 | [{'constraint': 'max_daily_average_grid_connection_ratio', 'actual': 1.0248762463761638, 'target': 1.0, 'operator': '<=', 'violation': 0.024876246376163813, 'scaled_violation': 0.024876246376163813}] | maximum scale-free violation at first failed capacity | [1300.0, 1350.0] | [[0.0, 1300.0]] | FALSE | 1800 | reclaimed_water_substitution_ratio
150 | 1.2004 | 4.2294 | 0.0046763 | 1400 | 1450 | max_daily_average_grid_connection_ratio | 0.0057397 | [{'constraint': 'max_daily_average_grid_connection_ratio', 'actual': 1.005739697555504, 'target': 1.0, 'operator': '<=', 'violation': 0.005739697555503964, 'scaled_violation': 0.005739697555503964}] | maximum scale-free violation at first failed capacity | [1400.0, 1450.0] | [[0.0, 1400.0]] | FALSE | 2000
151 | 1.336 | 4.0118 | 0.005239 | 1250 | 1300 | max_daily_average_grid_connection_ratio | 0.0037467 | [{'constraint': 'max_daily_average_grid_connection_ratio', 'actual': 1.0037466978973342, 'target': 1.0, 'operator': '<=', 'violation': 0.0037466978973341725, 'scaled_violation': 0.0037466978973341725}] | maximum scale-free violation at first failed capacity | [1250.0, 1300.0] | [[0.0, 1250.0]] | FALSE | 1800 | reclaimed_water_substitution_ratio
152 | 1.1936 | 5.2973 | 0.003698 | 1450 | 1500 | max_daily_average_grid_connection_ratio | 0.027325 | [{'constraint': 'max_daily_average_grid_connection_ratio', 'actual': 1.027324755639002, 'target': 1.0, 'operator': '<=', 'violation': 0.02732475563900194, 'scaled_violation': 0.02732475563900194}] | maximum scale-free violation at first failed capacity | [1450.0, 1500.0] | [[0.0, 1450.0]] | FALSE | 2000
153 | 1.1714 | 7.3953 | 0.0063023 | 1450 | 1500 | max_daily_average_grid_connection_ratio | 0.028426 | [{'constraint': 'max_daily_average_grid_connection_ratio', 'actual': 1.02842586361457, 'target': 1.0, 'operator': '<=', 'violation': 0.02842586361457, 'scaled_violation': 0.02842586361457}] | maximum scale-free violation at first failed capacity | [1450.0, 1500.0] | [[0.0, 1450.0]] | FALSE | 2000
154 | 1.3023 | 5.82 | 0.0041834 | 1300 | 1350 | max_daily_average_grid_connection_ratio | 0.0097843 | [{'constraint': 'max_daily_average_grid_connection_ratio', 'actual': 1.00978431347874, 'target': 1.0, 'operator': '<=', 'violation': 0.009784313478740092, 'scaled_violation': 0.009784313478740092}] | maximum scale-free violation at first failed capacity | [1300.0, 1350.0] | [[0.0, 1300.0]] | FALSE | 1950 | reclaimed_water_substitution_ratio
155 | 1.2718 | 8.0047 | 0.00519 | 1350 | 1400 | max_daily_average_grid_connection_ratio | 0.030472 | [{'constraint': 'max_daily_average_grid_connection_ratio', 'actual': 1.0304723649949654, 'target': 1.0, 'operator': '<=', 'violation': 0.030472364994965417, 'scaled_violation': 0.030472364994965417}] | maximum scale-free violation at first failed capacity | [1350.0, 1400.0] | [[0.0, 1350.0]] | FALSE | 2000
156 | 1.2075 | 5.0699 | 0.0011403 | 1450 | 1500 | max_daily_average_grid_connection_ratio | 0.019522 | [{'constraint': 'max_daily_average_grid_connection_ratio', 'actual': 1.0195218516854165, 'target': 1.0, 'operator': '<=', 'violation': 0.019521851685416536, 'scaled_violation': 0.019521851685416536}] | maximum scale-free violation at first failed capacity | [1450.0, 1500.0] | [[0.0, 1450.0]] | FALSE | 2000
157 | 1.258 | 5.1321 | 0.0077538 | 1300 | 1350 | max_daily_average_grid_connection_ratio | 0.000738 | [{'constraint': 'max_daily_average_grid_connection_ratio', 'actual': 1.0007379982704796, 'target': 1.0, 'operator': '<=', 'violation': 0.0007379982704796006, 'scaled_violation': 0.0007379982704796006}] | maximum scale-free violation at first failed capacity | [1300.0, 1350.0] | [[0.0, 1300.0]] | FALSE | 2000
158 | 1.3048 | 4.1032 | 0.0038169 | 1300 | 1350 | max_daily_average_grid_connection_ratio | 0.0091403 | [{'constraint': 'max_daily_average_grid_connection_ratio', 'actual': 1.009140284529693, 'target': 1.0, 'operator': '<=', 'violation': 0.009140284529693066, 'scaled_violation': 0.009140284529693066}] | maximum scale-free violation at first failed capacity | [1300.0, 1350.0] | [[0.0, 1300.0]] | FALSE | 1850 | reclaimed_water_substitution_ratio
159 | 1.2423 | 3.8996 | 0.0043177 | 1350 | 1400 | max_daily_average_grid_connection_ratio | 0.0012157 | [{'constraint': 'max_daily_average_grid_connection_ratio', 'actual': 1.0012156847392912, 'target': 1.0, 'operator': '<=', 'violation': 0.001215684739291234, 'scaled_violation': 0.001215684739291234}] | maximum scale-free violation at first failed capacity | [1350.0, 1400.0] | [[0.0, 1350.0]] | FALSE | 1950 | reclaimed_water_substitution_ratio
160 | 1.233 | 4.9881 | 0.003814 | 1400 | 1450 | max_daily_average_grid_connection_ratio | 0.025807 | [{'constraint': 'max_daily_average_grid_connection_ratio', 'actual': 1.0258066080741148, 'target': 1.0, 'operator': '<=', 'violation': 0.025806608074114834, 'scaled_violation': 0.025806608074114834}] | maximum scale-free violation at first failed capacity | [1400.0, 1450.0] | [[0.0, 1400.0]] | FALSE | 2000
161 | 1.2252 | 5.8805 | 0.0051766 | 1400 | 1450 | max_daily_average_grid_connection_ratio | 0.029463 | [{'constraint': 'max_daily_average_grid_connection_ratio', 'actual': 1.0294627214150376, 'target': 1.0, 'operator': '<=', 'violation': 0.029462721415037585, 'scaled_violation': 0.029462721415037585}] | maximum scale-free violation at first failed capacity | [1400.0, 1450.0] | [[0.0, 1400.0]] | FALSE | 2000
162 | 1.2342 | 4.6772 | 0.0063112 | 1350 | 1400 | max_daily_average_grid_connection_ratio | 0.0090014 | [{'constraint': 'max_daily_average_grid_connection_ratio', 'actual': 1.0090013554168047, 'target': 1.0, 'operator': '<=', 'violation': 0.00900135541680469, 'scaled_violation': 0.00900135541680469}] | maximum scale-free violation at first failed capacity | [1350.0, 1400.0] | [[0.0, 1350.0]] | FALSE | 2000
163 | 1.2128 | 5.2206 | 0.0037667 | 1400 | 1450 | max_daily_average_grid_connection_ratio | 0.0090898 | [{'constraint': 'max_daily_average_grid_connection_ratio', 'actual': 1.0090898048511263, 'target': 1.0, 'operator': '<=', 'violation': 0.009089804851126315, 'scaled_violation': 0.009089804851126315}] | maximum scale-free violation at first failed capacity | [1400.0, 1450.0] | [[0.0, 1400.0]] | FALSE | 2000
164 | 1.2226 | 4.3785 | 0.0011264 | 1450 | 1500 | max_daily_average_grid_connection_ratio | 0.032083 | [{'constraint': 'max_daily_average_grid_connection_ratio', 'actual': 1.0320828644751905, 'target': 1.0, 'operator': '<=', 'violation': 0.03208286447519049, 'scaled_violation': 0.03208286447519049}] | maximum scale-free violation at first failed capacity | [1450.0, 1500.0] | [[0.0, 1450.0]] | FALSE | 1950 | reclaimed_water_substitution_ratio
165 | 1.2267 | 4.9107 | 0.0031544 | 1400 | 1450 | max_daily_average_grid_connection_ratio | 0.015873 | [{'constraint': 'max_daily_average_grid_connection_ratio', 'actual': 1.0158729100218293, 'target': 1.0, 'operator': '<=', 'violation': 0.015872910021829334, 'scaled_violation': 0.015872910021829334}] | maximum scale-free violation at first failed capacity | [1400.0, 1450.0] | [[0.0, 1400.0]] | FALSE | 2000
166 | 1.1811 | 4.7451 | 0.0075409 | 1400 | 1450 | max_daily_average_grid_connection_ratio | 0.01109 | [{'constraint': 'max_daily_average_grid_connection_ratio', 'actual': 1.0110899104374693, 'target': 1.0, 'operator': '<=', 'violation': 0.01108991043746932, 'scaled_violation': 0.01108991043746932}] | maximum scale-free violation at first failed capacity | [1400.0, 1450.0] | [[0.0, 1400.0]] | FALSE | 2000
167 | 1.2501 | 5.8639 | 0.0025055 | 1400 | 1450 | max_daily_average_grid_connection_ratio | 0.030071 | [{'constraint': 'max_daily_average_grid_connection_ratio', 'actual': 1.0300707414536607, 'target': 1.0, 'operator': '<=', 'violation': 0.030070741453660732, 'scaled_violation': 0.030070741453660732}] | maximum scale-free violation at first failed capacity | [1400.0, 1450.0] | [[0.0, 1400.0]] | FALSE | 2000
168 | 1.2268 | 6.471 | 0.0015008 | 1400 | 1450 | max_daily_average_grid_connection_ratio | 0.0038212 | [{'constraint': 'max_daily_average_grid_connection_ratio', 'actual': 1.0038212227773584, 'target': 1.0, 'operator': '<=', 'violation': 0.003821222777358413, 'scaled_violation': 0.003821222777358413}] | maximum scale-free violation at first failed capacity | [1400.0, 1450.0] | [[0.0, 1400.0]] | FALSE | 2000
169 | 1.1269 | 6.4813 | 0.0019159 | 1550 | 1600 | max_daily_average_grid_connection_ratio | 0.021832 | [{'constraint': 'max_daily_average_grid_connection_ratio', 'actual': 1.021831607674885, 'target': 1.0, 'operator': '<=', 'violation': 0.021831607674885012, 'scaled_violation': 0.021831607674885012}] | maximum scale-free violation at first failed capacity | [1550.0, 1600.0] | [[0.0, 1550.0]] | FALSE | 2000
170 | 1.154 | 8.4118 | 0.0015655 | 1500 | 1550 | max_daily_average_grid_connection_ratio | 0.010631 | [{'constraint': 'max_daily_average_grid_connection_ratio', 'actual': 1.0106310689820608, 'target': 1.0, 'operator': '<=', 'violation': 0.010631068982060787, 'scaled_violation': 0.010631068982060787}] | maximum scale-free violation at first failed capacity | [1500.0, 1550.0] | [[0.0, 1500.0]] | FALSE | 2000
171 | 1.2812 | 6.6921 | 0.0019816 | 1350 | 1400 | max_daily_average_grid_connection_ratio | 0.015099 | [{'constraint': 'max_daily_average_grid_connection_ratio', 'actual': 1.0150989024445718, 'target': 1.0, 'operator': '<=', 'violation': 0.015098902444571793, 'scaled_violation': 0.015098902444571793}] | maximum scale-free violation at first failed capacity | [1350.0, 1400.0] | [[0.0, 1350.0]] | FALSE | 1950 | reclaimed_water_substitution_ratio
172 | 1.208 | 3.3949 | 0.00074457 | 1400 | 1450 | max_local_connection_ratio | 0.022065 | [{'constraint': 'max_local_connection_ratio', 'actual': 1.0220653643883306, 'target': 1.0, 'operator': '<=', 'violation': 0.02206536438833062, 'scaled_violation': 0.02206536438833062}] | maximum scale-free violation at first failed capacity | [1400.0, 1450.0] | [[0.0, 1400.0]] | FALSE | 1850 | reclaimed_water_substitution_ratio
173 | 1.2632 | 5.1939 | 0.0053744 | 1350 | 1400 | max_daily_average_grid_connection_ratio | 0.025022 | [{'constraint': 'max_daily_average_grid_connection_ratio', 'actual': 1.0250223419506843, 'target': 1.0, 'operator': '<=', 'violation': 0.025022341950684313, 'scaled_violation': 0.025022341950684313}] | maximum scale-free violation at first failed capacity | [1350.0, 1400.0] | [[0.0, 1350.0]] | FALSE | 2000
174 | 1.1765 | 5.0932 | 0.0023181 | 1450 | 1500 | max_daily_average_grid_connection_ratio | 0.0024975 | [{'constraint': 'max_daily_average_grid_connection_ratio', 'actual': 1.0024975177414195, 'target': 1.0, 'operator': '<=', 'violation': 0.002497517741419486, 'scaled_violation': 0.002497517741419486}] | maximum scale-free violation at first failed capacity | [1450.0, 1500.0] | [[0.0, 1450.0]] | FALSE | 2000
175 | 1.1968 | 6.2907 | 0.0073048 | 1400 | 1450 | max_daily_average_grid_connection_ratio | 0.022067 | [{'constraint': 'max_daily_average_grid_connection_ratio', 'actual': 1.0220670546547153, 'target': 1.0, 'operator': '<=', 'violation': 0.022067054654715257, 'scaled_violation': 0.022067054654715257}] | maximum scale-free violation at first failed capacity | [1400.0, 1450.0] | [[0.0, 1400.0]] | FALSE | 2000
176 | 1.1744 | 6.7955 | 0.0060766 | 1450 | 1500 | max_daily_average_grid_connection_ratio | 0.029218 | [{'constraint': 'max_daily_average_grid_connection_ratio', 'actual': 1.029218397701606, 'target': 1.0, 'operator': '<=', 'violation': 0.029218397701606058, 'scaled_violation': 0.029218397701606058}] | maximum scale-free violation at first failed capacity | [1450.0, 1500.0] | [[0.0, 1450.0]] | FALSE | 2000
177 | 1.2245 | 8.5723 | 0.0038555 | 1400 | 1450 | max_daily_average_grid_connection_ratio | 0.019215 | [{'constraint': 'max_daily_average_grid_connection_ratio', 'actual': 1.0192146627314032, 'target': 1.0, 'operator': '<=', 'violation': 0.019214662731403154, 'scaled_violation': 0.019214662731403154}] | maximum scale-free violation at first failed capacity | [1400.0, 1450.0] | [[0.0, 1400.0]] | FALSE | 2000
178 | 1.216 | 4.8104 | 0.0046848 | 1400 | 1450 | max_daily_average_grid_connection_ratio | 0.01838 | [{'constraint': 'max_daily_average_grid_connection_ratio', 'actual': 1.018380499263255, 'target': 1.0, 'operator': '<=', 'violation': 0.018380499263255023, 'scaled_violation': 0.018380499263255023}] | maximum scale-free violation at first failed capacity | [1400.0, 1450.0] | [[0.0, 1400.0]] | FALSE | 2000
179 | 1.2831 | 6.8417 | 0.0047434 | 1350 | 1400 | max_daily_average_grid_connection_ratio | 0.036117 | [{'constraint': 'max_daily_average_grid_connection_ratio', 'actual': 1.0361166211548305, 'target': 1.0, 'operator': '<=', 'violation': 0.0361166211548305, 'scaled_violation': 0.0361166211548305}] | maximum scale-free violation at first failed capacity | [1350.0, 1400.0] | [[0.0, 1350.0]] | FALSE | 2000
180 | 1.2374 | 4.5452 | 0.0023703 | 1400 | 1450 | max_daily_average_grid_connection_ratio | 0.018816 | [{'constraint': 'max_daily_average_grid_connection_ratio', 'actual': 1.018815706302416, 'target': 1.0, 'operator': '<=', 'violation': 0.018815706302415913, 'scaled_violation': 0.018815706302415913}] | maximum scale-free violation at first failed capacity | [1400.0, 1450.0] | [[0.0, 1400.0]] | FALSE | 1950 | reclaimed_water_substitution_ratio
181 | 1.1614 | 7.9527 | 0.0043182 | 1450 | 1500 | max_daily_average_grid_connection_ratio | 0.0050466 | [{'constraint': 'max_daily_average_grid_connection_ratio', 'actual': 1.0050465545217442, 'target': 1.0, 'operator': '<=', 'violation': 0.005046554521744184, 'scaled_violation': 0.005046554521744184}] | maximum scale-free violation at first failed capacity | [1450.0, 1500.0] | [[0.0, 1450.0]] | FALSE | 2000
182 | 1.1299 | 3.4735 | 0.0051674 | 1450 | 1500 | max_local_connection_ratio | 0.015353 | [{'constraint': 'max_local_connection_ratio', 'actual': 1.0153532798994762, 'target': 1.0, 'operator': '<=', 'violation': 0.015353279899476213, 'scaled_violation': 0.015353279899476213}] | maximum scale-free violation at first failed capacity | [1450.0, 1500.0] | [[0.0, 1450.0]] | FALSE | 2000
183 | 1.2675 | 5.0375 | 0.0029183 | 1350 | 1400 | max_daily_average_grid_connection_ratio | 0.011064 | [{'constraint': 'max_daily_average_grid_connection_ratio', 'actual': 1.011063857776709, 'target': 1.0, 'operator': '<=', 'violation': 0.01106385777670904, 'scaled_violation': 0.01106385777670904}] | maximum scale-free violation at first failed capacity | [1350.0, 1400.0] | [[0.0, 1350.0]] | FALSE | 1950 | reclaimed_water_substitution_ratio
184 | 1.3573 | 4.4543 | 0.0047664 | 1250 | 1300 | max_daily_average_grid_connection_ratio | 0.016095 | [{'constraint': 'max_daily_average_grid_connection_ratio', 'actual': 1.0160952609370622, 'target': 1.0, 'operator': '<=', 'violation': 0.01609526093706215, 'scaled_violation': 0.01609526093706215}] | maximum scale-free violation at first failed capacity | [1250.0, 1300.0] | [[0.0, 1250.0]] | FALSE | 1800 | reclaimed_water_substitution_ratio
185 | 1.2415 | 7.2868 | 0.0058375 | 1350 | 1400 | max_daily_average_grid_connection_ratio | 0.011396 | [{'constraint': 'max_daily_average_grid_connection_ratio', 'actual': 1.011396023357894, 'target': 1.0, 'operator': '<=', 'violation': 0.011396023357894025, 'scaled_violation': 0.011396023357894025}] | maximum scale-free violation at first failed capacity | [1350.0, 1400.0] | [[0.0, 1350.0]] | FALSE | 2000
186 | 1.2671 | 3.2703 | 0.0027537 | 1300 | 1350 | max_local_connection_ratio | 0.0273 | [{'constraint': 'max_local_connection_ratio', 'actual': 1.0272998334641934, 'target': 1.0, 'operator': '<=', 'violation': 0.0272998334641934, 'scaled_violation': 0.0272998334641934}] | maximum scale-free violation at first failed capacity | [1300.0, 1350.0] | [[0.0, 1300.0]] | FALSE | 1800 | reclaimed_water_substitution_ratio
187 | 1.1294 | 4.3088 | 0.0065128 | 1500 | 1550 | max_daily_average_grid_connection_ratio | 0.028057 | [{'constraint': 'max_daily_average_grid_connection_ratio', 'actual': 1.028057045764552, 'target': 1.0, 'operator': '<=', 'violation': 0.028057045764551924, 'scaled_violation': 0.028057045764551924}] | maximum scale-free violation at first failed capacity | [1500.0, 1550.0] | [[0.0, 1500.0]] | FALSE | 2000
188 | 1.242 | 6.2651 | 0.0013095 | 1400 | 1450 | max_daily_average_grid_connection_ratio | 0.014721 | [{'constraint': 'max_daily_average_grid_connection_ratio', 'actual': 1.0147210710256078, 'target': 1.0, 'operator': '<=', 'violation': 0.014721071025607824, 'scaled_violation': 0.014721071025607824}] | maximum scale-free violation at first failed capacity | [1400.0, 1450.0] | [[0.0, 1400.0]] | FALSE | 2000
189 | 1.2068 | 4.052 | 0.0061492 | 1400 | 1450 | max_daily_average_grid_connection_ratio | 0.021683 | [{'constraint': 'max_daily_average_grid_connection_ratio', 'actual': 1.021682518084234, 'target': 1.0, 'operator': '<=', 'violation': 0.021682518084233937, 'scaled_violation': 0.021682518084233937}] | maximum scale-free violation at first failed capacity | [1400.0, 1450.0] | [[0.0, 1400.0]] | FALSE | 2000
190 | 1.3331 | 6.2719 | 0.0027208 | 1300 | 1350 | max_daily_average_grid_connection_ratio | 0.023013 | [{'constraint': 'max_daily_average_grid_connection_ratio', 'actual': 1.0230129581011784, 'target': 1.0, 'operator': '<=', 'violation': 0.023012958101178427, 'scaled_violation': 0.023012958101178427}] | maximum scale-free violation at first failed capacity | [1300.0, 1350.0] | [[0.0, 1300.0]] | FALSE | 1900 | reclaimed_water_substitution_ratio
191 | 1.2567 | 7.5553 | 0.00072005 | 1400 | 1450 | max_daily_average_grid_connection_ratio | 0.022305 | [{'constraint': 'max_daily_average_grid_connection_ratio', 'actual': 1.0223050924009331, 'target': 1.0, 'operator': '<=', 'violation': 0.022305092400933146, 'scaled_violation': 0.022305092400933146}] | maximum scale-free violation at first failed capacity | [1400.0, 1450.0] | [[0.0, 1400.0]] | FALSE | 1950 | reclaimed_water_substitution_ratio
192 | 1.1234 | 5.4334 | 0.0065305 | 1500 | 1550 | max_daily_average_grid_connection_ratio | 0.023019 | [{'constraint': 'max_daily_average_grid_connection_ratio', 'actual': 1.0230186088247555, 'target': 1.0, 'operator': '<=', 'violation': 0.023018608824755482, 'scaled_violation': 0.023018608824755482}] | maximum scale-free violation at first failed capacity | [1500.0, 1550.0] | [[0.0, 1500.0]] | FALSE | 2000
193 | 1.3065 | 3.7181 | 0.0016831 | 1300 | 1350 | max_local_connection_ratio | 0.0017649 | [{'constraint': 'max_local_connection_ratio', 'actual': 1.001764885235575, 'target': 1.0, 'operator': '<=', 'violation': 0.0017648852355749423, 'scaled_violation': 0.0017648852355749423}] | maximum scale-free violation at first failed capacity | [1300.0, 1350.0] | [[0.0, 1300.0]] | FALSE | 1750 | reclaimed_water_substitution_ratio
194 | 1.2076 | 6.2754 | 0.0018016 | 1450 | 1500 | max_daily_average_grid_connection_ratio | 0.024636 | [{'constraint': 'max_daily_average_grid_connection_ratio', 'actual': 1.0246361045469532, 'target': 1.0, 'operator': '<=', 'violation': 0.024636104546953197, 'scaled_violation': 0.024636104546953197}] | maximum scale-free violation at first failed capacity | [1450.0, 1500.0] | [[0.0, 1450.0]] | FALSE | 2000
195 | 1.3155 | 6.5209 | 0.0019487 | 1300 | 1350 | max_daily_average_grid_connection_ratio | 0.0045042 | [{'constraint': 'max_daily_average_grid_connection_ratio', 'actual': 1.0045041715000544, 'target': 1.0, 'operator': '<=', 'violation': 0.0045041715000544436, 'scaled_violation': 0.0045041715000544436}] | maximum scale-free violation at first failed capacity | [1300.0, 1350.0] | [[0.0, 1300.0]] | FALSE | 1900 | reclaimed_water_substitution_ratio
196 | 1.2545 | 6.0784 | 0.00085387 | 1400 | 1450 | max_daily_average_grid_connection_ratio | 0.021498 | [{'constraint': 'max_daily_average_grid_connection_ratio', 'actual': 1.0214982782177575, 'target': 1.0, 'operator': '<=', 'violation': 0.021498278217757516, 'scaled_violation': 0.021498278217757516}] | maximum scale-free violation at first failed capacity | [1400.0, 1450.0] | [[0.0, 1400.0]] | FALSE | 2000
197 | 1.1611 | 5.3828 | 0.0066173 | 1450 | 1500 | max_daily_average_grid_connection_ratio | 0.022241 | [{'constraint': 'max_daily_average_grid_connection_ratio', 'actual': 1.0222411735155317, 'target': 1.0, 'operator': '<=', 'violation': 0.022241173515531676, 'scaled_violation': 0.022241173515531676}] | maximum scale-free violation at first failed capacity | [1450.0, 1500.0] | [[0.0, 1450.0]] | FALSE | 2000
198 | 1.2919 | 4.4667 | 0.0038305 | 1350 | 1400 | max_daily_average_grid_connection_ratio | 0.036525 | [{'constraint': 'max_daily_average_grid_connection_ratio', 'actual': 1.036524567430325, 'target': 1.0, 'operator': '<=', 'violation': 0.03652456743032495, 'scaled_violation': 0.03652456743032495}] | maximum scale-free violation at first failed capacity | [1350.0, 1400.0] | [[0.0, 1350.0]] | FALSE | 1900 | reclaimed_water_substitution_ratio
199 | 1.305 | 5.8108 | 0.0031992 | 1300 | 1350 | max_daily_average_grid_connection_ratio | 0.0050999 | [{'constraint': 'max_daily_average_grid_connection_ratio', 'actual': 1.005099889707018, 'target': 1.0, 'operator': '<=', 'violation': 0.005099889707018024, 'scaled_violation': 0.005099889707018024}] | maximum scale-free violation at first failed capacity | [1300.0, 1350.0] | [[0.0, 1300.0]] | FALSE | 1950 | reclaimed_water_substitution_ratio
200 | 1.2868 | 3.8879 | 0.003233 | 1350 | 1400 | max_daily_average_grid_connection_ratio | 0.028328 | [{'constraint': 'max_daily_average_grid_connection_ratio', 'actual': 1.0283283949186475, 'target': 1.0, 'operator': '<=', 'violation': 0.02832839491864747, 'scaled_violation': 0.02832839491864747}, {'constraint': 'max_local_connection_ratio', 'actual': 1.019291626227164, 'target': 1.0, 'operator': '<=', 'violation': 0.01929162622716407, 'scaled_violation': 0.01929162622716407}] | maximum scale-free violation at first failed capacity | [1350.0, 1400.0] | [[0.0, 1350.0]] | FALSE | 1850 | reclaimed_water_substitution_ratio
201 | 1.1272 | 6.7031 | 0.0077724 | 1450 | 1500 | max_daily_average_grid_connection_ratio | 0.0026172 | [{'constraint': 'max_daily_average_grid_connection_ratio', 'actual': 1.0026171678798563, 'target': 1.0, 'operator': '<=', 'violation': 0.0026171678798563303, 'scaled_violation': 0.0026171678798563303}] | maximum scale-free violation at first failed capacity | [1450.0, 1500.0] | [[0.0, 1450.0]] | FALSE | 2000
202 | 1.272 | 8.4275 | 0.0017835 | 1350 | 1400 | max_daily_average_grid_connection_ratio | 0.0065062 | [{'constraint': 'max_daily_average_grid_connection_ratio', 'actual': 1.0065062431087186, 'target': 1.0, 'operator': '<=', 'violation': 0.006506243108718612, 'scaled_violation': 0.006506243108718612}] | maximum scale-free violation at first failed capacity | [1350.0, 1400.0] | [[0.0, 1350.0]] | FALSE | 1950 | reclaimed_water_substitution_ratio
203 | 1.3336 | 6.6662 | 0.0022901 | 1300 | 1350 | max_daily_average_grid_connection_ratio | 0.020431 | [{'constraint': 'max_daily_average_grid_connection_ratio', 'actual': 1.0204306371051735, 'target': 1.0, 'operator': '<=', 'violation': 0.020430637105173455, 'scaled_violation': 0.020430637105173455}] | maximum scale-free violation at first failed capacity | [1300.0, 1350.0] | [[0.0, 1300.0]] | FALSE | 1900 | reclaimed_water_substitution_ratio
204 | 1.2359 | 8.6111 | 0.0036097 | 1400 | 1450 | max_daily_average_grid_connection_ratio | 0.026664 | [{'constraint': 'max_daily_average_grid_connection_ratio', 'actual': 1.0266644627569044, 'target': 1.0, 'operator': '<=', 'violation': 0.026664462756904372, 'scaled_violation': 0.026664462756904372}] | maximum scale-free violation at first failed capacity | [1400.0, 1450.0] | [[0.0, 1400.0]] | FALSE | 2000
205 | 1.2298 | 8.7006 | 0.0063247 | 1350 | 1400 | max_daily_average_grid_connection_ratio | 0.0056698 | [{'constraint': 'max_daily_average_grid_connection_ratio', 'actual': 1.005669813668743, 'target': 1.0, 'operator': '<=', 'violation': 0.0056698136687429734, 'scaled_violation': 0.0056698136687429734}] | maximum scale-free violation at first failed capacity | [1350.0, 1400.0] | [[0.0, 1350.0]] | FALSE | 2000
206 | 1.137 | 4.6762 | 0.0033166 | 1500 | 1550 | max_daily_average_grid_connection_ratio | 0.0096101 | [{'constraint': 'max_daily_average_grid_connection_ratio', 'actual': 1.0096100591333712, 'target': 1.0, 'operator': '<=', 'violation': 0.009610059133371207, 'scaled_violation': 0.009610059133371207}] | maximum scale-free violation at first failed capacity | [1500.0, 1550.0] | [[0.0, 1500.0]] | FALSE | 2000
207 | 1.1948 | 8.6751 | 0.0024633 | 1450 | 1500 | max_daily_average_grid_connection_ratio | 0.018937 | [{'constraint': 'max_daily_average_grid_connection_ratio', 'actual': 1.0189366722077366, 'target': 1.0, 'operator': '<=', 'violation': 0.01893667220773665, 'scaled_violation': 0.01893667220773665}] | maximum scale-free violation at first failed capacity | [1450.0, 1500.0] | [[0.0, 1450.0]] | FALSE | 2000
208 | 1.2854 | 3.8637 | 0.0038575 | 1350 | 1400 | max_daily_average_grid_connection_ratio | 0.031641 | [{'constraint': 'max_daily_average_grid_connection_ratio', 'actual': 1.0316413925779768, 'target': 1.0, 'operator': '<=', 'violation': 0.031641392577976823, 'scaled_violation': 0.031641392577976823}, {'constraint': 'max_local_connection_ratio', 'actual': 1.0246277716298653, 'target': 1.0, 'operator': '<=', 'violation': 0.02462777162986529, 'scaled_violation': 0.02462777162986529}, {'constraint': 'max_wtw_utilization', 'actual': 0.9506507406218858, 'target': 0.95, 'operator': '<=', 'violation': 0.0006507406218858591, 'scaled_violation': 0.0006849901283009044}] | maximum scale-free violation at first failed capacity | [1350.0, 1400.0] | [[0.0, 1350.0]] | FALSE | 1850 | reclaimed_water_substitution_ratio
209 | 1.2673 | 4.3219 | 0.0067086 | 1300 | 1350 | max_daily_average_grid_connection_ratio | 0.00066574 | [{'constraint': 'max_daily_average_grid_connection_ratio', 'actual': 1.0006657428603638, 'target': 1.0, 'operator': '<=', 'violation': 0.0006657428603638049, 'scaled_violation': 0.0006657428603638049}] | maximum scale-free violation at first failed capacity | [1300.0, 1350.0] | [[0.0, 1300.0]] | FALSE | 1950 | reclaimed_water_substitution_ratio
210 | 1.231 | 4.939 | 0.0016415 | 1400 | 1450 | max_daily_average_grid_connection_ratio | 0.0082475 | [{'constraint': 'max_daily_average_grid_connection_ratio', 'actual': 1.008247547783028, 'target': 1.0, 'operator': '<=', 'violation': 0.008247547783027942, 'scaled_violation': 0.008247547783027942}] | maximum scale-free violation at first failed capacity | [1400.0, 1450.0] | [[0.0, 1400.0]] | FALSE | 2000
211 | 1.1773 | 7.0497 | 0.0075104 | 1400 | 1450 | max_daily_average_grid_connection_ratio | 0.0078274 | [{'constraint': 'max_daily_average_grid_connection_ratio', 'actual': 1.0078273680503396, 'target': 1.0, 'operator': '<=', 'violation': 0.007827368050339567, 'scaled_violation': 0.007827368050339567}] | maximum scale-free violation at first failed capacity | [1400.0, 1450.0] | [[0.0, 1400.0]] | FALSE | 2000
212 | 1.2346 | 6.3673 | 0.0069591 | 1350 | 1400 | max_daily_average_grid_connection_ratio | 0.0139 | [{'constraint': 'max_daily_average_grid_connection_ratio', 'actual': 1.0139003004647533, 'target': 1.0, 'operator': '<=', 'violation': 0.013900300464753323, 'scaled_violation': 0.013900300464753323}] | maximum scale-free violation at first failed capacity | [1350.0, 1400.0] | [[0.0, 1350.0]] | FALSE | 2000
213 | 1.1799 | 6.1271 | 0.0064635 | 1400 | 1450 | max_daily_average_grid_connection_ratio | 0.002207 | [{'constraint': 'max_daily_average_grid_connection_ratio', 'actual': 1.002207003602074, 'target': 1.0, 'operator': '<=', 'violation': 0.0022070036020740424, 'scaled_violation': 0.0022070036020740424}] | maximum scale-free violation at first failed capacity | [1400.0, 1450.0] | [[0.0, 1400.0]] | FALSE | 2000
214 | 1.2267 | 5.8964 | 0.0041207 | 1400 | 1450 | max_daily_average_grid_connection_ratio | 0.022934 | [{'constraint': 'max_daily_average_grid_connection_ratio', 'actual': 1.0229335485508304, 'target': 1.0, 'operator': '<=', 'violation': 0.022933548550830407, 'scaled_violation': 0.022933548550830407}] | maximum scale-free violation at first failed capacity | [1400.0, 1450.0] | [[0.0, 1400.0]] | FALSE | 2000
215 | 1.3043 | 6.3226 | 0.0051003 | 1300 | 1350 | max_daily_average_grid_connection_ratio | 0.017508 | [{'constraint': 'max_daily_average_grid_connection_ratio', 'actual': 1.0175079334293442, 'target': 1.0, 'operator': '<=', 'violation': 0.017507933429344202, 'scaled_violation': 0.017507933429344202}] | maximum scale-free violation at first failed capacity | [1300.0, 1350.0] | [[0.0, 1300.0]] | FALSE | 1950 | reclaimed_water_substitution_ratio
216 | 1.1246 | 5.7566 | 0.0020923 | 1550 | 1600 | max_daily_average_grid_connection_ratio | 0.021224 | [{'constraint': 'max_daily_average_grid_connection_ratio', 'actual': 1.0212237604707017, 'target': 1.0, 'operator': '<=', 'violation': 0.021223760470701736, 'scaled_violation': 0.021223760470701736}] | maximum scale-free violation at first failed capacity | [1550.0, 1600.0] | [[0.0, 1550.0]] | FALSE | 2000
217 | 1.2676 | 3.4401 | 0.0074861 | 1250 | 1300 | max_local_connection_ratio | 0.0022272 | [{'constraint': 'max_local_connection_ratio', 'actual': 1.0022271820630937, 'target': 1.0, 'operator': '<=', 'violation': 0.002227182063093691, 'scaled_violation': 0.002227182063093691}] | maximum scale-free violation at first failed capacity | [1250.0, 1300.0] | [[0.0, 1250.0]] | FALSE | 1900 | reclaimed_water_substitution_ratio
218 | 1.2356 | 7.4725 | 0.0069845 | 1350 | 1400 | max_daily_average_grid_connection_ratio | 0.014903 | [{'constraint': 'max_daily_average_grid_connection_ratio', 'actual': 1.0149032213013316, 'target': 1.0, 'operator': '<=', 'violation': 0.014903221301331593, 'scaled_violation': 0.014903221301331593}] | maximum scale-free violation at first failed capacity | [1350.0, 1400.0] | [[0.0, 1350.0]] | FALSE | 2000
219 | 1.1683 | 3.4311 | 0.0051534 | 1400 | 1450 | max_local_connection_ratio | 0.018149 | [{'constraint': 'max_local_connection_ratio', 'actual': 1.01814907114591, 'target': 1.0, 'operator': '<=', 'violation': 0.018149071145910023, 'scaled_violation': 0.018149071145910023}] | maximum scale-free violation at first failed capacity | [1400.0, 1450.0] | [[0.0, 1400.0]] | FALSE | 2000
220 | 1.1666 | 8.6418 | 0.0055306 | 1450 | 1500 | max_daily_average_grid_connection_ratio | 0.018568 | [{'constraint': 'max_daily_average_grid_connection_ratio', 'actual': 1.018568242260675, 'target': 1.0, 'operator': '<=', 'violation': 0.018568242260674994, 'scaled_violation': 0.018568242260674994}] | maximum scale-free violation at first failed capacity | [1450.0, 1500.0] | [[0.0, 1450.0]] | FALSE | 2000
221 | 1.2877 | 4.7116 | 0.0056553 | 1300 | 1350 | max_daily_average_grid_connection_ratio | 0.0088105 | [{'constraint': 'max_daily_average_grid_connection_ratio', 'actual': 1.0088105408830101, 'target': 1.0, 'operator': '<=', 'violation': 0.008810540883010143, 'scaled_violation': 0.008810540883010143}] | maximum scale-free violation at first failed capacity | [1300.0, 1350.0] | [[0.0, 1300.0]] | FALSE | 1950 | reclaimed_water_substitution_ratio
222 | 1.1396 | 5.7445 | 0.0075593 | 1450 | 1500 | max_daily_average_grid_connection_ratio | 0.011341 | [{'constraint': 'max_daily_average_grid_connection_ratio', 'actual': 1.0113414225916324, 'target': 1.0, 'operator': '<=', 'violation': 0.0113414225916324, 'scaled_violation': 0.0113414225916324}] | maximum scale-free violation at first failed capacity | [1450.0, 1500.0] | [[0.0, 1450.0]] | FALSE | 2000
223 | 1.2018 | 8.3009 | 0.0043551 | 1400 | 1450 | max_daily_average_grid_connection_ratio | 0.0044669 | [{'constraint': 'max_daily_average_grid_connection_ratio', 'actual': 1.004466936584329, 'target': 1.0, 'operator': '<=', 'violation': 0.004466936584329062, 'scaled_violation': 0.004466936584329062}] | maximum scale-free violation at first failed capacity | [1400.0, 1450.0] | [[0.0, 1400.0]] | FALSE | 2000
224 | 1.1764 | 8.9966 | 0.007452 | 1400 | 1450 | max_daily_average_grid_connection_ratio | 0.0066101 | [{'constraint': 'max_daily_average_grid_connection_ratio', 'actual': 1.0066101360259834, 'target': 1.0, 'operator': '<=', 'violation': 0.006610136025983371, 'scaled_violation': 0.006610136025983371}] | maximum scale-free violation at first failed capacity | [1400.0, 1450.0] | [[0.0, 1400.0]] | FALSE | 2000
225 | 1.3241 | 6.8278 | 0.003828 | 1300 | 1350 | max_daily_average_grid_connection_ratio | 0.023803 | [{'constraint': 'max_daily_average_grid_connection_ratio', 'actual': 1.0238029073842976, 'target': 1.0, 'operator': '<=', 'violation': 0.023802907384297578, 'scaled_violation': 0.023802907384297578}] | maximum scale-free violation at first failed capacity | [1300.0, 1350.0] | [[0.0, 1300.0]] | FALSE | 1900 | reclaimed_water_substitution_ratio
226 | 1.192 | 8.7121 | 0.0051274 | 1400 | 1450 | max_daily_average_grid_connection_ratio | 0.0022573 | [{'constraint': 'max_daily_average_grid_connection_ratio', 'actual': 1.0022572631761721, 'target': 1.0, 'operator': '<=', 'violation': 0.0022572631761721418, 'scaled_violation': 0.0022572631761721418}] | maximum scale-free violation at first failed capacity | [1400.0, 1450.0] | [[0.0, 1400.0]] | FALSE | 2000
227 | 1.2269 | 3.2994 | 0.0013658 | 1350 | 1400 | max_local_connection_ratio | 0.018211 | [{'constraint': 'max_local_connection_ratio', 'actual': 1.0182107090784387, 'target': 1.0, 'operator': '<=', 'violation': 0.01821070907843869, 'scaled_violation': 0.01821070907843869}] | maximum scale-free violation at first failed capacity | [1350.0, 1400.0] | [[0.0, 1350.0]] | FALSE | 1850 | reclaimed_water_substitution_ratio
228 | 1.332 | 5.5851 | 0.0014477 | 1300 | 1350 | max_daily_average_grid_connection_ratio | 0.013537 | [{'constraint': 'max_daily_average_grid_connection_ratio', 'actual': 1.0135373340381577, 'target': 1.0, 'operator': '<=', 'violation': 0.013537334038157711, 'scaled_violation': 0.013537334038157711}] | maximum scale-free violation at first failed capacity | [1300.0, 1350.0] | [[0.0, 1300.0]] | FALSE | 1850 | reclaimed_water_substitution_ratio
229 | 1.1535 | 5.7842 | 0.0021117 | 1500 | 1550 | max_daily_average_grid_connection_ratio | 0.014418 | [{'constraint': 'max_daily_average_grid_connection_ratio', 'actual': 1.0144181058845505, 'target': 1.0, 'operator': '<=', 'violation': 0.014418105884550503, 'scaled_violation': 0.014418105884550503}] | maximum scale-free violation at first failed capacity | [1500.0, 1550.0] | [[0.0, 1500.0]] | FALSE | 2000
230 | 1.1948 | 5.6992 | 0.0027317 | 1450 | 1500 | max_daily_average_grid_connection_ratio | 0.020974 | [{'constraint': 'max_daily_average_grid_connection_ratio', 'actual': 1.0209741477653418, 'target': 1.0, 'operator': '<=', 'violation': 0.02097414776534179, 'scaled_violation': 0.02097414776534179}] | maximum scale-free violation at first failed capacity | [1450.0, 1500.0] | [[0.0, 1450.0]] | FALSE | 2000
231 | 1.2775 | 4.1034 | 0.0037056 | 1350 | 1400 | max_daily_average_grid_connection_ratio | 0.024396 | [{'constraint': 'max_daily_average_grid_connection_ratio', 'actual': 1.02439607118212, 'target': 1.0, 'operator': '<=', 'violation': 0.02439607118212006, 'scaled_violation': 0.02439607118212006}] | maximum scale-free violation at first failed capacity | [1350.0, 1400.0] | [[0.0, 1350.0]] | FALSE | 1900 | reclaimed_water_substitution_ratio
232 | 1.2384 | 6.7274 | 0.0074507 | 1350 | 1400 | max_daily_average_grid_connection_ratio | 0.020322 | [{'constraint': 'max_daily_average_grid_connection_ratio', 'actual': 1.0203220851666142, 'target': 1.0, 'operator': '<=', 'violation': 0.020322085166614157, 'scaled_violation': 0.020322085166614157}] | maximum scale-free violation at first failed capacity | [1350.0, 1400.0] | [[0.0, 1350.0]] | FALSE | 2000
233 | 1.3537 | 3.0721 | 0.0062062 | 1150 | 1200 | max_local_connection_ratio | 0.023551 | [{'constraint': 'max_local_connection_ratio', 'actual': 1.0235514758066067, 'target': 1.0, 'operator': '<=', 'violation': 0.02355147580660666, 'scaled_violation': 0.02355147580660666}] | maximum scale-free violation at first failed capacity | [1150.0, 1200.0] | [[0.0, 1150.0]] | FALSE | 1700 | reclaimed_water_substitution_ratio
234 | 1.2723 | 4.7946 | 0.0052944 | 1350 | 1400 | max_daily_average_grid_connection_ratio | 0.03159 | [{'constraint': 'max_daily_average_grid_connection_ratio', 'actual': 1.0315902980017624, 'target': 1.0, 'operator': '<=', 'violation': 0.031590298001762385, 'scaled_violation': 0.031590298001762385}] | maximum scale-free violation at first failed capacity | [1350.0, 1400.0] | [[0.0, 1350.0]] | FALSE | 1950 | reclaimed_water_substitution_ratio
235 | 1.2804 | 8.1741 | 0.0066176 | 1300 | 1350 | max_daily_average_grid_connection_ratio | 0.0099083 | [{'constraint': 'max_daily_average_grid_connection_ratio', 'actual': 1.00990832661778, 'target': 1.0, 'operator': '<=', 'violation': 0.009908326617779961, 'scaled_violation': 0.009908326617779961}] | maximum scale-free violation at first failed capacity | [1300.0, 1350.0] | [[0.0, 1300.0]] | FALSE | 2000
236 | 1.121 | 6.0249 | 0.00086041 | 1550 | 1600 | max_daily_average_grid_connection_ratio | 0.0080635 | [{'constraint': 'max_daily_average_grid_connection_ratio', 'actual': 1.00806352216136, 'target': 1.0, 'operator': '<=', 'violation': 0.008063522161360082, 'scaled_violation': 0.008063522161360082}] | maximum scale-free violation at first failed capacity | [1550.0, 1600.0] | [[0.0, 1550.0]] | FALSE | 2000
237 | 1.3392 | 8.7358 | 0.0031917 | 1300 | 1350 | max_daily_average_grid_connection_ratio | 0.030813 | [{'constraint': 'max_daily_average_grid_connection_ratio', 'actual': 1.0308128430693138, 'target': 1.0, 'operator': '<=', 'violation': 0.030812843069313756, 'scaled_violation': 0.030812843069313756}] | maximum scale-free violation at first failed capacity | [1300.0, 1350.0] | [[0.0, 1300.0]] | FALSE | 1900 | reclaimed_water_substitution_ratio
238 | 1.3245 | 3.8768 | 0.0021471 | 1300 | 1350 | max_daily_average_grid_connection_ratio | 0.012637 | [{'constraint': 'max_daily_average_grid_connection_ratio', 'actual': 1.0126366815856065, 'target': 1.0, 'operator': '<=', 'violation': 0.01263668158560649, 'scaled_violation': 0.01263668158560649}, {'constraint': 'max_local_connection_ratio', 'actual': 1.0046608344297527, 'target': 1.0, 'operator': '<=', 'violation': 0.004660834429752736, 'scaled_violation': 0.004660834429752736}] | maximum scale-free violation at first failed capacity | [1300.0, 1350.0] | [[0.0, 1300.0]] | FALSE | 1750 | reclaimed_water_substitution_ratio
239 | 1.1454 | 3.927 | 0.0011846 | 1500 | 1550 | max_daily_average_grid_connection_ratio | 0.00017818 | [{'constraint': 'max_daily_average_grid_connection_ratio', 'actual': 1.0001781775313316, 'target': 1.0, 'operator': '<=', 'violation': 0.00017817753133164693, 'scaled_violation': 0.00017817753133164693}] | maximum scale-free violation at first failed capacity | [1500.0, 1550.0] | [[0.0, 1500.0]] | FALSE | 2000
240 | 1.1503 | 6.7493 | 0.0069993 | 1450 | 1500 | max_daily_average_grid_connection_ratio | 0.016091 | [{'constraint': 'max_daily_average_grid_connection_ratio', 'actual': 1.0160914429805656, 'target': 1.0, 'operator': '<=', 'violation': 0.01609144298056564, 'scaled_violation': 0.01609144298056564}] | maximum scale-free violation at first failed capacity | [1450.0, 1500.0] | [[0.0, 1450.0]] | FALSE | 2000
241 | 1.1224 | 7.2108 | 0.0058319 | 1500 | 1550 | max_daily_average_grid_connection_ratio | 0.016689 | [{'constraint': 'max_daily_average_grid_connection_ratio', 'actual': 1.0166890197281622, 'target': 1.0, 'operator': '<=', 'violation': 0.01668901972816217, 'scaled_violation': 0.01668901972816217}] | maximum scale-free violation at first failed capacity | [1500.0, 1550.0] | [[0.0, 1500.0]] | FALSE | 2000
242 | 1.3577 | 3.2993 | 0.0009511 | 1200 | 1250 | max_local_connection_ratio | 0.0023035 | [{'constraint': 'max_local_connection_ratio', 'actual': 1.0023034919023668, 'target': 1.0, 'operator': '<=', 'violation': 0.0023034919023667833, 'scaled_violation': 0.0023034919023667833}] | maximum scale-free violation at first failed capacity | [1200.0, 1250.0] | [[0.0, 1200.0]] | FALSE | 1650 | reclaimed_water_substitution_ratio
243 | 1.2823 | 4.4793 | 0.0042854 | 1350 | 1400 | max_daily_average_grid_connection_ratio | 0.03227 | [{'constraint': 'max_daily_average_grid_connection_ratio', 'actual': 1.0322703651551908, 'target': 1.0, 'operator': '<=', 'violation': 0.03227036515519077, 'scaled_violation': 0.03227036515519077}] | maximum scale-free violation at first failed capacity | [1350.0, 1400.0] | [[0.0, 1350.0]] | FALSE | 1900 | reclaimed_water_substitution_ratio
244 | 1.2437 | 8.6466 | 0.0033347 | 1400 | 1450 | max_daily_average_grid_connection_ratio | 0.030907 | [{'constraint': 'max_daily_average_grid_connection_ratio', 'actual': 1.0309068539869588, 'target': 1.0, 'operator': '<=', 'violation': 0.030906853986958804, 'scaled_violation': 0.030906853986958804}] | maximum scale-free violation at first failed capacity | [1400.0, 1450.0] | [[0.0, 1400.0]] | FALSE | 2000
245 | 1.2693 | 4.0283 | 0.0034182 | 1350 | 1400 | max_daily_average_grid_connection_ratio | 0.015979 | [{'constraint': 'max_daily_average_grid_connection_ratio', 'actual': 1.0159790566483917, 'target': 1.0, 'operator': '<=', 'violation': 0.01597905664839172, 'scaled_violation': 0.01597905664839172}] | maximum scale-free violation at first failed capacity | [1350.0, 1400.0] | [[0.0, 1350.0]] | FALSE | 1900 | reclaimed_water_substitution_ratio
246 | 1.1212 | 5.6958 | 0.0015004 | 1550 | 1600 | max_daily_average_grid_connection_ratio | 0.01333 | [{'constraint': 'max_daily_average_grid_connection_ratio', 'actual': 1.0133301573969276, 'target': 1.0, 'operator': '<=', 'violation': 0.013330157396927556, 'scaled_violation': 0.013330157396927556}] | maximum scale-free violation at first failed capacity | [1550.0, 1600.0] | [[0.0, 1550.0]] | FALSE | 2000
247 | 1.2491 | 5.2518 | 0.00077332 | 1400 | 1450 | max_daily_average_grid_connection_ratio | 0.01656 | [{'constraint': 'max_daily_average_grid_connection_ratio', 'actual': 1.016560348184769, 'target': 1.0, 'operator': '<=', 'violation': 0.016560348184768925, 'scaled_violation': 0.016560348184768925}] | maximum scale-free violation at first failed capacity | [1400.0, 1450.0] | [[0.0, 1400.0]] | FALSE | 1950 | reclaimed_water_substitution_ratio
248 | 1.2033 | 8.7963 | 0.0064822 | 1400 | 1450 | max_daily_average_grid_connection_ratio | 0.02133 | [{'constraint': 'max_daily_average_grid_connection_ratio', 'actual': 1.0213296523886304, 'target': 1.0, 'operator': '<=', 'violation': 0.021329652388630382, 'scaled_violation': 0.021329652388630382}] | maximum scale-free violation at first failed capacity | [1400.0, 1450.0] | [[0.0, 1400.0]] | FALSE | 2000
249 | 1.1269 | 3.4202 | 0.0027375 | 1500 | 1550 | max_local_connection_ratio | 0.032953 | [{'constraint': 'max_local_connection_ratio', 'actual': 1.0329531935087508, 'target': 1.0, 'operator': '<=', 'violation': 0.03295319350875081, 'scaled_violation': 0.03295319350875081}, {'constraint': 'max_wtw_utilization', 'actual': 0.9512938906166456, 'target': 0.95, 'operator': '<=', 'violation': 0.0012938906166456432, 'scaled_violation': 0.0013619901227848877}] | maximum scale-free violation at first failed capacity | [1500.0, 1550.0] | [[0.0, 1500.0]] | FALSE | 2000
250 | 1.1264 | 6.353 | 0.0062749 | 1500 | 1550 | max_daily_average_grid_connection_ratio | 0.023597 | [{'constraint': 'max_daily_average_grid_connection_ratio', 'actual': 1.0235965942953402, 'target': 1.0, 'operator': '<=', 'violation': 0.023596594295340223, 'scaled_violation': 0.023596594295340223}] | maximum scale-free violation at first failed capacity | [1500.0, 1550.0] | [[0.0, 1500.0]] | FALSE | 2000
251 | 1.3188 | 8.2667 | 0.0068717 | 1250 | 1300 | max_daily_average_grid_connection_ratio | 0.002028 | [{'constraint': 'max_daily_average_grid_connection_ratio', 'actual': 1.0020280018809293, 'target': 1.0, 'operator': '<=', 'violation': 0.002028001880929331, 'scaled_violation': 0.002028001880929331}] | maximum scale-free violation at first failed capacity | [1250.0, 1300.0] | [[0.0, 1250.0]] | FALSE | 1950 | reclaimed_water_substitution_ratio
252 | 1.2687 | 8.257 | 0.0049729 | 1350 | 1400 | max_daily_average_grid_connection_ratio | 0.02648 | [{'constraint': 'max_daily_average_grid_connection_ratio', 'actual': 1.0264797040673368, 'target': 1.0, 'operator': '<=', 'violation': 0.026479704067336796, 'scaled_violation': 0.026479704067336796}] | maximum scale-free violation at first failed capacity | [1350.0, 1400.0] | [[0.0, 1350.0]] | FALSE | 2000
253 | 1.2846 | 8.3369 | 0.0070791 | 1300 | 1350 | max_daily_average_grid_connection_ratio | 0.016229 | [{'constraint': 'max_daily_average_grid_connection_ratio', 'actual': 1.0162292611350057, 'target': 1.0, 'operator': '<=', 'violation': 0.016229261135005668, 'scaled_violation': 0.016229261135005668}] | maximum scale-free violation at first failed capacity | [1300.0, 1350.0] | [[0.0, 1300.0]] | FALSE | 2000
254 | 1.1434 | 5.0572 | 0.0033472 | 1500 | 1550 | max_daily_average_grid_connection_ratio | 0.015366 | [{'constraint': 'max_daily_average_grid_connection_ratio', 'actual': 1.0153657175119029, 'target': 1.0, 'operator': '<=', 'violation': 0.015365717511902854, 'scaled_violation': 0.015365717511902854}] | maximum scale-free violation at first failed capacity | [1500.0, 1550.0] | [[0.0, 1500.0]] | FALSE | 2000
255 | 1.3201 | 5.4117 | 0.0044694 | 1300 | 1350 | max_daily_average_grid_connection_ratio | 0.025172 | [{'constraint': 'max_daily_average_grid_connection_ratio', 'actual': 1.025171664813815, 'target': 1.0, 'operator': '<=', 'violation': 0.025171664813814942, 'scaled_violation': 0.025171664813814942}] | maximum scale-free violation at first failed capacity | [1300.0, 1350.0] | [[0.0, 1300.0]] | FALSE | 1900 | reclaimed_water_substitution_ratio
256 | 1.2267 | 5.0939 | 0.00061768 | 1450 | 1500 | max_daily_average_grid_connection_ratio | 0.031646 | [{'constraint': 'max_daily_average_grid_connection_ratio', 'actual': 1.0316462149513954, 'target': 1.0, 'operator': '<=', 'violation': 0.03164621495139541, 'scaled_violation': 0.03164621495139541}] | maximum scale-free violation at first failed capacity | [1450.0, 1500.0] | [[0.0, 1450.0]] | FALSE | 2000
257 | 1.2093 | 8.0575 | 0.0052928 | 1400 | 1450 | max_daily_average_grid_connection_ratio | 0.017464 | [{'constraint': 'max_daily_average_grid_connection_ratio', 'actual': 1.0174638372385256, 'target': 1.0, 'operator': '<=', 'violation': 0.017463837238525626, 'scaled_violation': 0.017463837238525626}] | maximum scale-free violation at first failed capacity | [1400.0, 1450.0] | [[0.0, 1400.0]] | FALSE | 2000
258 | 1.342 | 3.7788 | 0.0067093 | 1250 | 1300 | max_local_connection_ratio | 0.018216 | [{'constraint': 'max_local_connection_ratio', 'actual': 1.0182161194217527, 'target': 1.0, 'operator': '<=', 'violation': 0.01821611942175272, 'scaled_violation': 0.01821611942175272}, {'constraint': 'max_daily_average_grid_connection_ratio', 'actual': 1.0177492193526545, 'target': 1.0, 'operator': '<=', 'violation': 0.0177492193526545, 'scaled_violation': 0.0177492193526545}] | maximum scale-free violation at first failed capacity | [1250.0, 1300.0] | [[0.0, 1250.0]] | FALSE | 1800 | reclaimed_water_substitution_ratio
259 | 1.125 | 6.238 | 0.0013228 | 1550 | 1600 | max_daily_average_grid_connection_ratio | 0.015345 | [{'constraint': 'max_daily_average_grid_connection_ratio', 'actual': 1.0153452742371794, 'target': 1.0, 'operator': '<=', 'violation': 0.015345274237179352, 'scaled_violation': 0.015345274237179352}] | maximum scale-free violation at first failed capacity | [1550.0, 1600.0] | [[0.0, 1550.0]] | FALSE | 2000
260 | 1.3492 | 7.8954 | 0.0028362 | 1300 | 1350 | max_daily_average_grid_connection_ratio | 0.035962 | [{'constraint': 'max_daily_average_grid_connection_ratio', 'actual': 1.0359622518370695, 'target': 1.0, 'operator': '<=', 'violation': 0.03596225183706947, 'scaled_violation': 0.03596225183706947}] | maximum scale-free violation at first failed capacity | [1300.0, 1350.0] | [[0.0, 1300.0]] | FALSE | 1850 | reclaimed_water_substitution_ratio
261 | 1.2917 | 6.1214 | 0.0015427 | 1350 | 1400 | max_daily_average_grid_connection_ratio | 0.020261 | [{'constraint': 'max_daily_average_grid_connection_ratio', 'actual': 1.0202613305831472, 'target': 1.0, 'operator': '<=', 'violation': 0.020261330583147164, 'scaled_violation': 0.020261330583147164}] | maximum scale-free violation at first failed capacity | [1350.0, 1400.0] | [[0.0, 1350.0]] | FALSE | 1950 | reclaimed_water_substitution_ratio
262 | 1.176 | 8.574 | 0.0011523 | 1500 | 1550 | max_daily_average_grid_connection_ratio | 0.026344 | [{'constraint': 'max_daily_average_grid_connection_ratio', 'actual': 1.0263440162017572, 'target': 1.0, 'operator': '<=', 'violation': 0.026344016201757192, 'scaled_violation': 0.026344016201757192}] | maximum scale-free violation at first failed capacity | [1500.0, 1550.0] | [[0.0, 1500.0]] | FALSE | 2000
263 | 1.3424 | 3.3027 | 0.0024896 | 1200 | 1250 | max_local_connection_ratio | 0.00089603 | [{'constraint': 'max_local_connection_ratio', 'actual': 1.0008960286104012, 'target': 1.0, 'operator': '<=', 'violation': 0.0008960286104011672, 'scaled_violation': 0.0008960286104011672}] | maximum scale-free violation at first failed capacity | [1200.0, 1250.0] | [[0.0, 1200.0]] | FALSE | 1700 | reclaimed_water_substitution_ratio
264 | 1.1862 | 4.2845 | 0.0074759 | 1400 | 1450 | max_daily_average_grid_connection_ratio | 0.014742 | [{'constraint': 'max_daily_average_grid_connection_ratio', 'actual': 1.014741826791039, 'target': 1.0, 'operator': '<=', 'violation': 0.014741826791039081, 'scaled_violation': 0.014741826791039081}] | maximum scale-free violation at first failed capacity | [1400.0, 1450.0] | [[0.0, 1400.0]] | FALSE | 2000
265 | 1.3466 | 4.4912 | 0.0049558 | 1250 | 1300 | max_daily_average_grid_connection_ratio | 0.0096228 | [{'constraint': 'max_daily_average_grid_connection_ratio', 'actual': 1.009622763940862, 'target': 1.0, 'operator': '<=', 'violation': 0.009622763940861923, 'scaled_violation': 0.009622763940861923}] | maximum scale-free violation at first failed capacity | [1250.0, 1300.0] | [[0.0, 1250.0]] | FALSE | 1850 | reclaimed_water_substitution_ratio
266 | 1.1817 | 6.0076 | 0.0028456 | 1450 | 1500 | max_daily_average_grid_connection_ratio | 0.010856 | [{'constraint': 'max_daily_average_grid_connection_ratio', 'actual': 1.0108561735588846, 'target': 1.0, 'operator': '<=', 'violation': 0.010856173558884574, 'scaled_violation': 0.010856173558884574}] | maximum scale-free violation at first failed capacity | [1450.0, 1500.0] | [[0.0, 1450.0]] | FALSE | 2000
267 | 1.2905 | 7.3598 | 0.00073798 | 1350 | 1400 | max_daily_average_grid_connection_ratio | 0.013621 | [{'constraint': 'max_daily_average_grid_connection_ratio', 'actual': 1.0136211384084222, 'target': 1.0, 'operator': '<=', 'violation': 0.013621138408422162, 'scaled_violation': 0.013621138408422162}] | maximum scale-free violation at first failed capacity | [1350.0, 1400.0] | [[0.0, 1350.0]] | FALSE | 1900 | reclaimed_water_substitution_ratio
268 | 1.1722 | 5.9221 | 0.00096565 | 1500 | 1550 | max_daily_average_grid_connection_ratio | 0.021601 | [{'constraint': 'max_daily_average_grid_connection_ratio', 'actual': 1.0216012825618976, 'target': 1.0, 'operator': '<=', 'violation': 0.02160128256189764, 'scaled_violation': 0.02160128256189764}] | maximum scale-free violation at first failed capacity | [1500.0, 1550.0] | [[0.0, 1500.0]] | FALSE | 2000
269 | 1.3413 | 5.5605 | 0.0026543 | 1300 | 1350 | max_daily_average_grid_connection_ratio | 0.028755 | [{'constraint': 'max_daily_average_grid_connection_ratio', 'actual': 1.0287552676959333, 'target': 1.0, 'operator': '<=', 'violation': 0.028755267695933284, 'scaled_violation': 0.028755267695933284}] | maximum scale-free violation at first failed capacity | [1300.0, 1350.0] | [[0.0, 1300.0]] | FALSE | 1850 | reclaimed_water_substitution_ratio
270 | 1.3383 | 4.0082 | 0.00624 | 1250 | 1300 | max_daily_average_grid_connection_ratio | 0.011984 | [{'constraint': 'max_daily_average_grid_connection_ratio', 'actual': 1.0119841004371914, 'target': 1.0, 'operator': '<=', 'violation': 0.011984100437191447, 'scaled_violation': 0.011984100437191447}] | maximum scale-free violation at first failed capacity | [1250.0, 1300.0] | [[0.0, 1250.0]] | FALSE | 1800 | reclaimed_water_substitution_ratio
271 | 1.2637 | 4.5793 | 0.0047764 | 1350 | 1400 | max_daily_average_grid_connection_ratio | 0.021192 | [{'constraint': 'max_daily_average_grid_connection_ratio', 'actual': 1.0211923896903623, 'target': 1.0, 'operator': '<=', 'violation': 0.0211923896903623, 'scaled_violation': 0.0211923896903623}] | maximum scale-free violation at first failed capacity | [1350.0, 1400.0] | [[0.0, 1350.0]] | FALSE | 1950 | reclaimed_water_substitution_ratio
272 | 1.2707 | 6.562 | 0.005037 | 1350 | 1400 | max_daily_average_grid_connection_ratio | 0.028543 | [{'constraint': 'max_daily_average_grid_connection_ratio', 'actual': 1.0285434866620216, 'target': 1.0, 'operator': '<=', 'violation': 0.028543486662021555, 'scaled_violation': 0.028543486662021555}] | maximum scale-free violation at first failed capacity | [1350.0, 1400.0] | [[0.0, 1350.0]] | FALSE | 2000
273 | 1.1595 | 8.4842 | 0.0047185 | 1450 | 1500 | max_daily_average_grid_connection_ratio | 0.0064466 | [{'constraint': 'max_daily_average_grid_connection_ratio', 'actual': 1.0064465696995168, 'target': 1.0, 'operator': '<=', 'violation': 0.0064465696995168464, 'scaled_violation': 0.0064465696995168464}] | maximum scale-free violation at first failed capacity | [1450.0, 1500.0] | [[0.0, 1450.0]] | FALSE | 2000
274 | 1.1333 | 7.8178 | 0.0062156 | 1500 | 1550 | max_daily_average_grid_connection_ratio | 0.029121 | [{'constraint': 'max_daily_average_grid_connection_ratio', 'actual': 1.0291209584282301, 'target': 1.0, 'operator': '<=', 'violation': 0.029120958428230148, 'scaled_violation': 0.029120958428230148}] | maximum scale-free violation at first failed capacity | [1500.0, 1550.0] | [[0.0, 1500.0]] | FALSE | 2000
275 | 1.1805 | 8.6321 | 0.0072142 | 1400 | 1450 | max_daily_average_grid_connection_ratio | 0.0081694 | [{'constraint': 'max_daily_average_grid_connection_ratio', 'actual': 1.0081693560449851, 'target': 1.0, 'operator': '<=', 'violation': 0.008169356044985143, 'scaled_violation': 0.008169356044985143}] | maximum scale-free violation at first failed capacity | [1400.0, 1450.0] | [[0.0, 1400.0]] | FALSE | 2000
276 | 1.2426 | 7.292 | 0.0058083 | 1350 | 1400 | max_daily_average_grid_connection_ratio | 0.012048 | [{'constraint': 'max_daily_average_grid_connection_ratio', 'actual': 1.0120478941186828, 'target': 1.0, 'operator': '<=', 'violation': 0.01204789411868279, 'scaled_violation': 0.01204789411868279}] | maximum scale-free violation at first failed capacity | [1350.0, 1400.0] | [[0.0, 1350.0]] | FALSE | 2000
277 | 1.1525 | 3.6178 | 0.00062721 | 1500 | 1550 | max_local_connection_ratio | 0.017449 | [{'constraint': 'max_local_connection_ratio', 'actual': 1.0174486385010821, 'target': 1.0, 'operator': '<=', 'violation': 0.017448638501082137, 'scaled_violation': 0.017448638501082137}, {'constraint': 'max_daily_average_grid_connection_ratio', 'actual': 1.0019047032700101, 'target': 1.0, 'operator': '<=', 'violation': 0.001904703270010133, 'scaled_violation': 0.001904703270010133}] | maximum scale-free violation at first failed capacity | [1500.0, 1550.0] | [[0.0, 1500.0]] | FALSE | 2000
278 | 1.1525 | 3.2122 | 0.0024349 | 1400 | 1450 | max_local_connection_ratio | 0.010537 | [{'constraint': 'max_local_connection_ratio', 'actual': 1.0105367013923763, 'target': 1.0, 'operator': '<=', 'violation': 0.01053670139237628, 'scaled_violation': 0.01053670139237628}] | maximum scale-free violation at first failed capacity | [1400.0, 1450.0] | [[0.0, 1400.0]] | FALSE | 1950 | reclaimed_water_substitution_ratio
279 | 1.2044 | 6.6644 | 0.0016785 | 1450 | 1500 | max_daily_average_grid_connection_ratio | 0.021001 | [{'constraint': 'max_daily_average_grid_connection_ratio', 'actual': 1.0210010167548729, 'target': 1.0, 'operator': '<=', 'violation': 0.02100101675487287, 'scaled_violation': 0.02100101675487287}] | maximum scale-free violation at first failed capacity | [1450.0, 1500.0] | [[0.0, 1450.0]] | FALSE | 2000
280 | 1.2147 | 4.1784 | 0.0056841 | 1400 | 1450 | max_daily_average_grid_connection_ratio | 0.024696 | [{'constraint': 'max_daily_average_grid_connection_ratio', 'actual': 1.024696294065199, 'target': 1.0, 'operator': '<=', 'violation': 0.02469629406519891, 'scaled_violation': 0.02469629406519891}] | maximum scale-free violation at first failed capacity | [1400.0, 1450.0] | [[0.0, 1400.0]] | FALSE | 2000
281 | 1.2091 | 5.8365 | 0.0041217 | 1400 | 1450 | max_daily_average_grid_connection_ratio | 0.0086928 | [{'constraint': 'max_daily_average_grid_connection_ratio', 'actual': 1.0086927685503444, 'target': 1.0, 'operator': '<=', 'violation': 0.008692768550344399, 'scaled_violation': 0.008692768550344399}] | maximum scale-free violation at first failed capacity | [1400.0, 1450.0] | [[0.0, 1400.0]] | FALSE | 2000
282 | 1.1212 | 6.2709 | 0.002395 | 1550 | 1600 | max_daily_average_grid_connection_ratio | 0.020645 | [{'constraint': 'max_daily_average_grid_connection_ratio', 'actual': 1.0206447745099778, 'target': 1.0, 'operator': '<=', 'violation': 0.020644774509977815, 'scaled_violation': 0.020644774509977815}] | maximum scale-free violation at first failed capacity | [1550.0, 1600.0] | [[0.0, 1550.0]] | FALSE | 2000
283 | 1.1718 | 3.9127 | 0.0042497 | 1450 | 1500 | max_daily_average_grid_connection_ratio | 0.013235 | [{'constraint': 'max_daily_average_grid_connection_ratio', 'actual': 1.0132346113061275, 'target': 1.0, 'operator': '<=', 'violation': 0.013234611306127464, 'scaled_violation': 0.013234611306127464}, {'constraint': 'max_local_connection_ratio', 'actual': 1.002294345527261, 'target': 1.0, 'operator': '<=', 'violation': 0.0022943455272610436, 'scaled_violation': 0.0022943455272610436}] | maximum scale-free violation at first failed capacity | [1450.0, 1500.0] | [[0.0, 1450.0]] | FALSE | 2000
284 | 1.299 | 5.5784 | 0.0044973 | 1300 | 1350 | max_daily_average_grid_connection_ratio | 0.0094024 | [{'constraint': 'max_daily_average_grid_connection_ratio', 'actual': 1.0094024286722665, 'target': 1.0, 'operator': '<=', 'violation': 0.009402428672266483, 'scaled_violation': 0.009402428672266483}] | maximum scale-free violation at first failed capacity | [1300.0, 1350.0] | [[0.0, 1300.0]] | FALSE | 1950 | reclaimed_water_substitution_ratio
285 | 1.2173 | 3.3688 | 0.0064015 | 1300 | 1350 | max_local_connection_ratio | 0.0020242 | [{'constraint': 'max_local_connection_ratio', 'actual': 1.002024192552229, 'target': 1.0, 'operator': '<=', 'violation': 0.002024192552229076, 'scaled_violation': 0.002024192552229076}] | maximum scale-free violation at first failed capacity | [1300.0, 1350.0] | [[0.0, 1300.0]] | FALSE | 1950 | reclaimed_water_substitution_ratio
286 | 1.3126 | 6.2763 | 0.0030249 | 1300 | 1350 | max_daily_average_grid_connection_ratio | 0.0096416 | [{'constraint': 'max_daily_average_grid_connection_ratio', 'actual': 1.009641612482108, 'target': 1.0, 'operator': '<=', 'violation': 0.00964161248210793, 'scaled_violation': 0.00964161248210793}] | maximum scale-free violation at first failed capacity | [1300.0, 1350.0] | [[0.0, 1300.0]] | FALSE | 1900 | reclaimed_water_substitution_ratio
287 | 1.2076 | 4.6615 | 0.0045851 | 1400 | 1450 | max_daily_average_grid_connection_ratio | 0.010884 | [{'constraint': 'max_daily_average_grid_connection_ratio', 'actual': 1.0108839560252783, 'target': 1.0, 'operator': '<=', 'violation': 0.010883956025278252, 'scaled_violation': 0.010883956025278252}] | maximum scale-free violation at first failed capacity | [1400.0, 1450.0] | [[0.0, 1400.0]] | FALSE | 2000
288 | 1.2067 | 5.6547 | 0.0019808 | 1450 | 1500 | max_daily_average_grid_connection_ratio | 0.025228 | [{'constraint': 'max_daily_average_grid_connection_ratio', 'actual': 1.0252281260574512, 'target': 1.0, 'operator': '<=', 'violation': 0.025228126057451172, 'scaled_violation': 0.025228126057451172}] | maximum scale-free violation at first failed capacity | [1450.0, 1500.0] | [[0.0, 1450.0]] | FALSE | 2000
289 | 1.2067 | 6.7763 | 0.0062392 | 1400 | 1450 | max_daily_average_grid_connection_ratio | 0.022236 | [{'constraint': 'max_daily_average_grid_connection_ratio', 'actual': 1.0222363079496153, 'target': 1.0, 'operator': '<=', 'violation': 0.022236307949615286, 'scaled_violation': 0.022236307949615286}] | maximum scale-free violation at first failed capacity | [1400.0, 1450.0] | [[0.0, 1400.0]] | FALSE | 2000
290 | 1.249 | 8.0686 | 0.0030643 | 1400 | 1450 | max_daily_average_grid_connection_ratio | 0.033254 | [{'constraint': 'max_daily_average_grid_connection_ratio', 'actual': 1.0332539885486078, 'target': 1.0, 'operator': '<=', 'violation': 0.03325398854860784, 'scaled_violation': 0.03325398854860784}] | maximum scale-free violation at first failed capacity | [1400.0, 1450.0] | [[0.0, 1400.0]] | FALSE | 2000
291 | 1.1666 | 4.9675 | 0.0057502 | 1450 | 1500 | max_daily_average_grid_connection_ratio | 0.020217 | [{'constraint': 'max_daily_average_grid_connection_ratio', 'actual': 1.0202169649623163, 'target': 1.0, 'operator': '<=', 'violation': 0.020216964962316286, 'scaled_violation': 0.020216964962316286}] | maximum scale-free violation at first failed capacity | [1450.0, 1500.0] | [[0.0, 1450.0]] | FALSE | 2000
292 | 1.3396 | 6.6643 | 0.0046218 | 1250 | 1300 | max_daily_average_grid_connection_ratio | 0.0023333 | [{'constraint': 'max_daily_average_grid_connection_ratio', 'actual': 1.0023333199655202, 'target': 1.0, 'operator': '<=', 'violation': 0.0023333199655202197, 'scaled_violation': 0.0023333199655202197}] | maximum scale-free violation at first failed capacity | [1250.0, 1300.0] | [[0.0, 1250.0]] | FALSE | 1900 | reclaimed_water_substitution_ratio
293 | 1.1326 | 5.37 | 0.006847 | 1450 | 1500 | max_daily_average_grid_connection_ratio | 0.00013202 | [{'constraint': 'max_daily_average_grid_connection_ratio', 'actual': 1.0001320196098087, 'target': 1.0, 'operator': '<=', 'violation': 0.00013201960980868677, 'scaled_violation': 0.00013201960980868677}] | maximum scale-free violation at first failed capacity | [1450.0, 1500.0] | [[0.0, 1450.0]] | FALSE | 2000
294 | 1.2197 | 3.0782 | 0.005263 | 1300 | 1350 | max_local_connection_ratio | 0.034122 | [{'constraint': 'max_local_connection_ratio', 'actual': 1.0341217233551971, 'target': 1.0, 'operator': '<=', 'violation': 0.03412172335519714, 'scaled_violation': 0.03412172335519714}, {'constraint': 'max_wtw_utilization', 'actual': 0.950575458150797, 'target': 0.95, 'operator': '<=', 'violation': 0.0005754581507970702, 'scaled_violation': 0.0006057454218916529}] | maximum scale-free violation at first failed capacity | [1300.0, 1350.0] | [[0.0, 1300.0]] | FALSE | 1850 | reclaimed_water_substitution_ratio
295 | 1.3484 | 3.4765 | 0.0021055 | 1250 | 1300 | max_local_connection_ratio | 0.022291 | [{'constraint': 'max_local_connection_ratio', 'actual': 1.0222905601804597, 'target': 1.0, 'operator': '<=', 'violation': 0.022290560180459718, 'scaled_violation': 0.022290560180459718}] | maximum scale-free violation at first failed capacity | [1250.0, 1300.0] | [[0.0, 1250.0]] | FALSE | 1700 | reclaimed_water_substitution_ratio
296 | 1.2764 | 8.2528 | 0.0074138 | 1300 | 1350 | max_daily_average_grid_connection_ratio | 0.012266 | [{'constraint': 'max_daily_average_grid_connection_ratio', 'actual': 1.0122657159639323, 'target': 1.0, 'operator': '<=', 'violation': 0.012265715963932333, 'scaled_violation': 0.012265715963932333}] | maximum scale-free violation at first failed capacity | [1300.0, 1350.0] | [[0.0, 1300.0]] | FALSE | 2000
297 | 1.2885 | 6.8755 | 0.0075794 | 1300 | 1350 | max_daily_average_grid_connection_ratio | 0.022565 | [{'constraint': 'max_daily_average_grid_connection_ratio', 'actual': 1.0225646596525717, 'target': 1.0, 'operator': '<=', 'violation': 0.022564659652571706, 'scaled_violation': 0.022564659652571706}] | maximum scale-free violation at first failed capacity | [1300.0, 1350.0] | [[0.0, 1300.0]] | FALSE | 2000
298 | 1.2564 | 5.6124 | 0.0069049 | 1350 | 1400 | max_daily_average_grid_connection_ratio | 0.030583 | [{'constraint': 'max_daily_average_grid_connection_ratio', 'actual': 1.0305830112236996, 'target': 1.0, 'operator': '<=', 'violation': 0.030583011223699552, 'scaled_violation': 0.030583011223699552}] | maximum scale-free violation at first failed capacity | [1350.0, 1400.0] | [[0.0, 1350.0]] | FALSE | 2000
299 | 1.3487 | 6.6363 | 0.0061869 | 1250 | 1300 | max_daily_average_grid_connection_ratio | 0.019201 | [{'constraint': 'max_daily_average_grid_connection_ratio', 'actual': 1.019200703383697, 'target': 1.0, 'operator': '<=', 'violation': 0.01920070338369695, 'scaled_violation': 0.01920070338369695}] | maximum scale-free violation at first failed capacity | [1250.0, 1300.0] | [[0.0, 1250.0]] | FALSE | 1900 | reclaimed_water_substitution_ratio
300 | 1.1963 | 4.8329 | 0.0025949 | 1450 | 1500 | max_daily_average_grid_connection_ratio | 0.021167 | [{'constraint': 'max_daily_average_grid_connection_ratio', 'actual': 1.0211671500171031, 'target': 1.0, 'operator': '<=', 'violation': 0.02116715001710312, 'scaled_violation': 0.02116715001710312}] | maximum scale-free violation at first failed capacity | [1450.0, 1500.0] | [[0.0, 1450.0]] | FALSE | 2000
301 | 1.2831 | 6.4856 | 0.0022445 | 1350 | 1400 | max_daily_average_grid_connection_ratio | 0.018458 | [{'constraint': 'max_daily_average_grid_connection_ratio', 'actual': 1.0184578810489715, 'target': 1.0, 'operator': '<=', 'violation': 0.018457881048971503, 'scaled_violation': 0.018457881048971503}] | maximum scale-free violation at first failed capacity | [1350.0, 1400.0] | [[0.0, 1350.0]] | FALSE | 1950 | reclaimed_water_substitution_ratio
302 | 1.1303 | 4.8241 | 0.0077465 | 1450 | 1500 | max_daily_average_grid_connection_ratio | 0.0049976 | [{'constraint': 'max_daily_average_grid_connection_ratio', 'actual': 1.0049976302181398, 'target': 1.0, 'operator': '<=', 'violation': 0.004997630218139815, 'scaled_violation': 0.004997630218139815}] | maximum scale-free violation at first failed capacity | [1450.0, 1500.0] | [[0.0, 1450.0]] | FALSE | 2000
303 | 1.2244 | 7.0437 | 0.0072687 | 1350 | 1400 | max_daily_average_grid_connection_ratio | 0.0080997 | [{'constraint': 'max_daily_average_grid_connection_ratio', 'actual': 1.0080997162803105, 'target': 1.0, 'operator': '<=', 'violation': 0.008099716280310476, 'scaled_violation': 0.008099716280310476}] | maximum scale-free violation at first failed capacity | [1350.0, 1400.0] | [[0.0, 1350.0]] | FALSE | 2000
304 | 1.3451 | 5.9406 | 0.0014179 | 1300 | 1350 | max_daily_average_grid_connection_ratio | 0.023167 | [{'constraint': 'max_daily_average_grid_connection_ratio', 'actual': 1.023167265776694, 'target': 1.0, 'operator': '<=', 'violation': 0.023167265776693924, 'scaled_violation': 0.023167265776693924}] | maximum scale-free violation at first failed capacity | [1300.0, 1350.0] | [[0.0, 1300.0]] | FALSE | 1850 | reclaimed_water_substitution_ratio
305 | 1.3468 | 8.0507 | 0.0021944 | 1300 | 1350 | max_daily_average_grid_connection_ratio | 0.029742 | [{'constraint': 'max_daily_average_grid_connection_ratio', 'actual': 1.0297421913967246, 'target': 1.0, 'operator': '<=', 'violation': 0.029742191396724627, 'scaled_violation': 0.029742191396724627}] | maximum scale-free violation at first failed capacity | [1300.0, 1350.0] | [[0.0, 1300.0]] | FALSE | 1850 | reclaimed_water_substitution_ratio
306 | 1.3089 | 8.5627 | 0.0079526 | 1250 | 1300 | max_daily_average_grid_connection_ratio | 0.001892 | [{'constraint': 'max_daily_average_grid_connection_ratio', 'actual': 1.0018920357335264, 'target': 1.0, 'operator': '<=', 'violation': 0.001892035733526365, 'scaled_violation': 0.001892035733526365}] | maximum scale-free violation at first failed capacity | [1250.0, 1300.0] | [[0.0, 1250.0]] | FALSE | 2000
307 | 1.2957 | 6.49 | 0.0022943 | 1350 | 1400 | max_daily_average_grid_connection_ratio | 0.028662 | [{'constraint': 'max_daily_average_grid_connection_ratio', 'actual': 1.028662356323544, 'target': 1.0, 'operator': '<=', 'violation': 0.02866235632354397, 'scaled_violation': 0.02866235632354397}] | maximum scale-free violation at first failed capacity | [1350.0, 1400.0] | [[0.0, 1350.0]] | FALSE | 1950 | reclaimed_water_substitution_ratio
308 | 1.3179 | 4.0614 | 0.00075003 | 1350 | 1400 | max_daily_average_grid_connection_ratio | 0.0351 | [{'constraint': 'max_daily_average_grid_connection_ratio', 'actual': 1.0351001913655824, 'target': 1.0, 'operator': '<=', 'violation': 0.0351001913655824, 'scaled_violation': 0.0351001913655824}, {'constraint': 'max_local_connection_ratio', 'actual': 1.0121873501096477, 'target': 1.0, 'operator': '<=', 'violation': 0.012187350109647666, 'scaled_violation': 0.012187350109647666}] | maximum scale-free violation at first failed capacity | [1350.0, 1400.0] | [[0.0, 1350.0]] | FALSE | 1800 | reclaimed_water_substitution_ratio
309 | 1.1819 | 7.7063 | 0.0025897 | 1450 | 1500 | max_daily_average_grid_connection_ratio | 0.0090703 | [{'constraint': 'max_daily_average_grid_connection_ratio', 'actual': 1.0090702635554651, 'target': 1.0, 'operator': '<=', 'violation': 0.009070263555465141, 'scaled_violation': 0.009070263555465141}] | maximum scale-free violation at first failed capacity | [1450.0, 1500.0] | [[0.0, 1450.0]] | FALSE | 2000
310 | 1.3412 | 5.0238 | 0.0077493 | 1250 | 1300 | max_daily_average_grid_connection_ratio | 0.024006 | [{'constraint': 'max_daily_average_grid_connection_ratio', 'actual': 1.0240063177747016, 'target': 1.0, 'operator': '<=', 'violation': 0.024006317774701635, 'scaled_violation': 0.024006317774701635}] | maximum scale-free violation at first failed capacity | [1250.0, 1300.0] | [[0.0, 1250.0]] | FALSE | 1900 | reclaimed_water_substitution_ratio
311 | 1.3434 | 6.6136 | 0.0046497 | 1250 | 1300 | max_daily_average_grid_connection_ratio | 0.0052829 | [{'constraint': 'max_daily_average_grid_connection_ratio', 'actual': 1.0052829269060184, 'target': 1.0, 'operator': '<=', 'violation': 0.0052829269060183925, 'scaled_violation': 0.0052829269060183925}] | maximum scale-free violation at first failed capacity | [1250.0, 1300.0] | [[0.0, 1250.0]] | FALSE | 1900 | reclaimed_water_substitution_ratio
312 | 1.1798 | 8.1005 | 0.0062341 | 1400 | 1450 | max_daily_average_grid_connection_ratio | 0.00044599 | [{'constraint': 'max_daily_average_grid_connection_ratio', 'actual': 1.0004459894903086, 'target': 1.0, 'operator': '<=', 'violation': 0.000445989490308607, 'scaled_violation': 0.000445989490308607}] | maximum scale-free violation at first failed capacity | [1400.0, 1450.0] | [[0.0, 1400.0]] | FALSE | 2000
313 | 1.3223 | 4.1004 | 0.0063758 | 1250 | 1300 | max_daily_average_grid_connection_ratio | 0.0013082 | [{'constraint': 'max_daily_average_grid_connection_ratio', 'actual': 1.0013082431739415, 'target': 1.0, 'operator': '<=', 'violation': 0.0013082431739415146, 'scaled_violation': 0.0013082431739415146}] | maximum scale-free violation at first failed capacity | [1250.0, 1300.0] | [[0.0, 1250.0]] | FALSE | 1850 | reclaimed_water_substitution_ratio
314 | 1.1367 | 3.6543 | 0.0064773 | 1450 | 1500 | max_local_connection_ratio | 0.012652 | [{'constraint': 'max_local_connection_ratio', 'actual': 1.012651530912148, 'target': 1.0, 'operator': '<=', 'violation': 0.01265153091214799, 'scaled_violation': 0.01265153091214799}, {'constraint': 'max_daily_average_grid_connection_ratio', 'actual': 1.0007008653656422, 'target': 1.0, 'operator': '<=', 'violation': 0.0007008653656421782, 'scaled_violation': 0.0007008653656421782}] | maximum scale-free violation at first failed capacity | [1450.0, 1500.0] | [[0.0, 1450.0]] | FALSE | 2000
315 | 1.3075 | 3.1963 | 0.0051571 | 1200 | 1250 | max_local_connection_ratio | 0.0065504 | [{'constraint': 'max_local_connection_ratio', 'actual': 1.006550381356512, 'target': 1.0, 'operator': '<=', 'violation': 0.006550381356511981, 'scaled_violation': 0.006550381356511981}] | maximum scale-free violation at first failed capacity | [1200.0, 1250.0] | [[0.0, 1200.0]] | FALSE | 1750 | reclaimed_water_substitution_ratio
316 | 1.3024 | 5.2191 | 0.0029461 | 1300 | 1350 | max_daily_average_grid_connection_ratio | 0.0014347 | [{'constraint': 'max_daily_average_grid_connection_ratio', 'actual': 1.001434698410933, 'target': 1.0, 'operator': '<=', 'violation': 0.0014346984109330219, 'scaled_violation': 0.0014346984109330219}] | maximum scale-free violation at first failed capacity | [1300.0, 1350.0] | [[0.0, 1300.0]] | FALSE | 1900 | reclaimed_water_substitution_ratio
317 | 1.302 | 7.8766 | 0.00082669 | 1350 | 1400 | max_daily_average_grid_connection_ratio | 0.023216 | [{'constraint': 'max_daily_average_grid_connection_ratio', 'actual': 1.0232164844296847, 'target': 1.0, 'operator': '<=', 'violation': 0.023216484429684714, 'scaled_violation': 0.023216484429684714}] | maximum scale-free violation at first failed capacity | [1350.0, 1400.0] | [[0.0, 1350.0]] | FALSE | 1900 | reclaimed_water_substitution_ratio
318 | 1.2036 | 7.1098 | 0.0010674 | 1450 | 1500 | max_daily_average_grid_connection_ratio | 0.015751 | [{'constraint': 'max_daily_average_grid_connection_ratio', 'actual': 1.015750998072424, 'target': 1.0, 'operator': '<=', 'violation': 0.015750998072423972, 'scaled_violation': 0.015750998072423972}] | maximum scale-free violation at first failed capacity | [1450.0, 1500.0] | [[0.0, 1450.0]] | FALSE | 2000
319 | 1.356 | 4.4776 | 0.0047388 | 1250 | 1300 | max_daily_average_grid_connection_ratio | 0.015002 | [{'constraint': 'max_daily_average_grid_connection_ratio', 'actual': 1.0150019659737308, 'target': 1.0, 'operator': '<=', 'violation': 0.015001965973730824, 'scaled_violation': 0.015001965973730824}] | maximum scale-free violation at first failed capacity | [1250.0, 1300.0] | [[0.0, 1250.0]] | FALSE | 1800 | reclaimed_water_substitution_ratio
320 | 1.3088 | 7.2157 | 0.0069681 | 1300 | 1350 | max_daily_average_grid_connection_ratio | 0.033633 | [{'constraint': 'max_daily_average_grid_connection_ratio', 'actual': 1.0336326839279366, 'target': 1.0, 'operator': '<=', 'violation': 0.03363268392793661, 'scaled_violation': 0.03363268392793661}] | maximum scale-free violation at first failed capacity | [1300.0, 1350.0] | [[0.0, 1300.0]] | FALSE | 2000
321 | 1.2938 | 6.8719 | 0.0066584 | 1300 | 1350 | max_daily_average_grid_connection_ratio | 0.020265 | [{'constraint': 'max_daily_average_grid_connection_ratio', 'actual': 1.020265447807288, 'target': 1.0, 'operator': '<=', 'violation': 0.020265447807287895, 'scaled_violation': 0.020265447807287895}] | maximum scale-free violation at first failed capacity | [1300.0, 1350.0] | [[0.0, 1300.0]] | FALSE | 2000
322 | 1.2883 | 4.2903 | 0.0021308 | 1350 | 1400 | max_daily_average_grid_connection_ratio | 0.021703 | [{'constraint': 'max_daily_average_grid_connection_ratio', 'actual': 1.0217026161344527, 'target': 1.0, 'operator': '<=', 'violation': 0.02170261613445268, 'scaled_violation': 0.02170261613445268}] | maximum scale-free violation at first failed capacity | [1350.0, 1400.0] | [[0.0, 1350.0]] | FALSE | 1850 | reclaimed_water_substitution_ratio
323 | 1.2336 | 3.6678 | 0.0070099 | 1350 | 1400 | max_local_connection_ratio | 0.024301 | [{'constraint': 'max_local_connection_ratio', 'actual': 1.0243006673606951, 'target': 1.0, 'operator': '<=', 'violation': 0.02430066736069514, 'scaled_violation': 0.02430066736069514}, {'constraint': 'max_daily_average_grid_connection_ratio', 'actual': 1.0135116455146709, 'target': 1.0, 'operator': '<=', 'violation': 0.013511645514670878, 'scaled_violation': 0.013511645514670878}, {'constraint': 'max_wtw_utilization', 'actual': 0.9502264440079494, 'target': 0.95, 'operator': '<=', 'violation': 0.00022644400794946673, 'scaled_violation': 0.00023836211363101762}] | maximum scale-free violation at first failed capacity | [1350.0, 1400.0] | [[0.0, 1350.0]] | FALSE | 1950 | reclaimed_water_substitution_ratio
324 | 1.1603 | 6.0071 | 0.00284 | 1500 | 1550 | max_daily_average_grid_connection_ratio | 0.026018 | [{'constraint': 'max_daily_average_grid_connection_ratio', 'actual': 1.0260175055928122, 'target': 1.0, 'operator': '<=', 'violation': 0.02601750559281224, 'scaled_violation': 0.02601750559281224}] | maximum scale-free violation at first failed capacity | [1500.0, 1550.0] | [[0.0, 1500.0]] | FALSE | 2000
325 | 1.3372 | 8.9609 | 0.0019213 | 1300 | 1350 | max_daily_average_grid_connection_ratio | 0.020684 | [{'constraint': 'max_daily_average_grid_connection_ratio', 'actual': 1.0206841937479076, 'target': 1.0, 'operator': '<=', 'violation': 0.020684193747907642, 'scaled_violation': 0.020684193747907642}] | maximum scale-free violation at first failed capacity | [1300.0, 1350.0] | [[0.0, 1300.0]] | FALSE | 1850 | reclaimed_water_substitution_ratio
326 | 1.1503 | 8.2823 | 0.0079945 | 1450 | 1500 | max_daily_average_grid_connection_ratio | 0.023594 | [{'constraint': 'max_daily_average_grid_connection_ratio', 'actual': 1.023594300429159, 'target': 1.0, 'operator': '<=', 'violation': 0.023594300429159, 'scaled_violation': 0.023594300429159}] | maximum scale-free violation at first failed capacity | [1450.0, 1500.0] | [[0.0, 1450.0]] | FALSE | 2000
327 | 1.1778 | 8.1413 | 0.0054689 | 1450 | 1500 | max_daily_average_grid_connection_ratio | 0.027487 | [{'constraint': 'max_daily_average_grid_connection_ratio', 'actual': 1.027487373451244, 'target': 1.0, 'operator': '<=', 'violation': 0.027487373451243968, 'scaled_violation': 0.027487373451243968}] | maximum scale-free violation at first failed capacity | [1450.0, 1500.0] | [[0.0, 1450.0]] | FALSE | 2000
328 | 1.2058 | 5.0499 | 0.0073543 | 1400 | 1450 | max_daily_average_grid_connection_ratio | 0.029708 | [{'constraint': 'max_daily_average_grid_connection_ratio', 'actual': 1.0297076261572566, 'target': 1.0, 'operator': '<=', 'violation': 0.02970762615725664, 'scaled_violation': 0.02970762615725664}] | maximum scale-free violation at first failed capacity | [1400.0, 1450.0] | [[0.0, 1400.0]] | FALSE | 2000
329 | 1.1433 | 5.3542 | 0.005093 | 1500 | 1550 | max_daily_average_grid_connection_ratio | 0.028949 | [{'constraint': 'max_daily_average_grid_connection_ratio', 'actual': 1.0289485691883233, 'target': 1.0, 'operator': '<=', 'violation': 0.028948569188323336, 'scaled_violation': 0.028948569188323336}] | maximum scale-free violation at first failed capacity | [1500.0, 1550.0] | [[0.0, 1500.0]] | FALSE | 2000
330 | 1.2058 | 7.1511 | 0.0036941 | 1400 | 1450 | max_daily_average_grid_connection_ratio | 0.0029298 | [{'constraint': 'max_daily_average_grid_connection_ratio', 'actual': 1.0029298111360396, 'target': 1.0, 'operator': '<=', 'violation': 0.0029298111360396284, 'scaled_violation': 0.0029298111360396284}] | maximum scale-free violation at first failed capacity | [1400.0, 1450.0] | [[0.0, 1400.0]] | FALSE | 2000
331 | 1.3126 | 4.9056 | 0.0016602 | 1300 | 1350 | max_daily_average_grid_connection_ratio | 0.00030889 | [{'constraint': 'max_daily_average_grid_connection_ratio', 'actual': 1.000308886077065, 'target': 1.0, 'operator': '<=', 'violation': 0.00030888607706502924, 'scaled_violation': 0.00030888607706502924}] | maximum scale-free violation at first failed capacity | [1300.0, 1350.0] | [[0.0, 1300.0]] | FALSE | 1850 | reclaimed_water_substitution_ratio
332 | 1.3478 | 4.188 | 0.0030556 | 1300 | 1350 | max_daily_average_grid_connection_ratio | 0.036342 | [{'constraint': 'max_daily_average_grid_connection_ratio', 'actual': 1.0363423035968555, 'target': 1.0, 'operator': '<=', 'violation': 0.03634230359685553, 'scaled_violation': 0.03634230359685553}, {'constraint': 'max_local_connection_ratio', 'actual': 1.0042560168736294, 'target': 1.0, 'operator': '<=', 'violation': 0.00425601687362942, 'scaled_violation': 0.00425601687362942}] | maximum scale-free violation at first failed capacity | [1300.0, 1350.0] | [[0.0, 1300.0]] | FALSE | 1800 | reclaimed_water_substitution_ratio
333 | 1.3571 | 3.0409 | 0.0022461 | 1150 | 1200 | max_local_connection_ratio | 0.0046121 | [{'constraint': 'max_local_connection_ratio', 'actual': 1.0046120674524068, 'target': 1.0, 'operator': '<=', 'violation': 0.004612067452406832, 'scaled_violation': 0.004612067452406832}] | maximum scale-free violation at first failed capacity | [1150.0, 1200.0] | [[0.0, 1150.0]] | FALSE | 1600 | reclaimed_water_substitution_ratio
334 | 1.2043 | 6.2572 | 0.0049809 | 1400 | 1450 | max_daily_average_grid_connection_ratio | 0.011104 | [{'constraint': 'max_daily_average_grid_connection_ratio', 'actual': 1.0111037385756692, 'target': 1.0, 'operator': '<=', 'violation': 0.011103738575669153, 'scaled_violation': 0.011103738575669153}] | maximum scale-free violation at first failed capacity | [1400.0, 1450.0] | [[0.0, 1400.0]] | FALSE | 2000
335 | 1.121 | 5.0513 | 0.0044384 | 1500 | 1550 | max_daily_average_grid_connection_ratio | 0.0045187 | [{'constraint': 'max_daily_average_grid_connection_ratio', 'actual': 1.0045187494654755, 'target': 1.0, 'operator': '<=', 'violation': 0.00451874946547548, 'scaled_violation': 0.00451874946547548}] | maximum scale-free violation at first failed capacity | [1500.0, 1550.0] | [[0.0, 1500.0]] | FALSE | 2000
336 | 1.2627 | 7.7174 | 0.0054821 | 1350 | 1400 | max_daily_average_grid_connection_ratio | 0.025391 | [{'constraint': 'max_daily_average_grid_connection_ratio', 'actual': 1.025391169258409, 'target': 1.0, 'operator': '<=', 'violation': 0.025391169258409008, 'scaled_violation': 0.025391169258409008}] | maximum scale-free violation at first failed capacity | [1350.0, 1400.0] | [[0.0, 1350.0]] | FALSE | 2000
337 | 1.1613 | 7.3617 | 0.0041386 | 1450 | 1500 | max_daily_average_grid_connection_ratio | 0.0035639 | [{'constraint': 'max_daily_average_grid_connection_ratio', 'actual': 1.003563939117668, 'target': 1.0, 'operator': '<=', 'violation': 0.003563939117668058, 'scaled_violation': 0.003563939117668058}] | maximum scale-free violation at first failed capacity | [1450.0, 1500.0] | [[0.0, 1450.0]] | FALSE | 2000
338 | 1.1248 | 8.1105 | 0.0030519 | 1550 | 1600 | max_daily_average_grid_connection_ratio | 0.029163 | [{'constraint': 'max_daily_average_grid_connection_ratio', 'actual': 1.0291631269756296, 'target': 1.0, 'operator': '<=', 'violation': 0.029163126975629616, 'scaled_violation': 0.029163126975629616}] | maximum scale-free violation at first failed capacity | [1550.0, 1600.0] | [[0.0, 1550.0]] | FALSE | 2000
339 | 1.3094 | 8.0493 | 0.0059929 | 1300 | 1350 | max_daily_average_grid_connection_ratio | 0.0275 | [{'constraint': 'max_daily_average_grid_connection_ratio', 'actual': 1.0274999893928756, 'target': 1.0, 'operator': '<=', 'violation': 0.027499989392875568, 'scaled_violation': 0.027499989392875568}] | maximum scale-free violation at first failed capacity | [1300.0, 1350.0] | [[0.0, 1300.0]] | FALSE | 1950 | reclaimed_water_substitution_ratio
340 | 1.2528 | 4.031 | 0.0060246 | 1350 | 1400 | max_daily_average_grid_connection_ratio | 0.021533 | [{'constraint': 'max_daily_average_grid_connection_ratio', 'actual': 1.0215326087174803, 'target': 1.0, 'operator': '<=', 'violation': 0.021532608717480306, 'scaled_violation': 0.021532608717480306}, {'constraint': 'max_local_connection_ratio', 'actual': 1.001196299810804, 'target': 1.0, 'operator': '<=', 'violation': 0.0011962998108039358, 'scaled_violation': 0.0011962998108039358}] | maximum scale-free violation at first failed capacity | [1350.0, 1400.0] | [[0.0, 1350.0]] | FALSE | 1950 | reclaimed_water_substitution_ratio
341 | 1.3202 | 3.5009 | 0.0027365 | 1250 | 1300 | max_local_connection_ratio | 0.0028187 | [{'constraint': 'max_local_connection_ratio', 'actual': 1.0028186706370026, 'target': 1.0, 'operator': '<=', 'violation': 0.002818670637002585, 'scaled_violation': 0.002818670637002585}] | maximum scale-free violation at first failed capacity | [1250.0, 1300.0] | [[0.0, 1250.0]] | FALSE | 1750 | reclaimed_water_substitution_ratio
342 | 1.3095 | 8.4459 | 0.0039801 | 1300 | 1350 | max_daily_average_grid_connection_ratio | 0.013803 | [{'constraint': 'max_daily_average_grid_connection_ratio', 'actual': 1.0138026611105073, 'target': 1.0, 'operator': '<=', 'violation': 0.01380266111050732, 'scaled_violation': 0.01380266111050732}] | maximum scale-free violation at first failed capacity | [1300.0, 1350.0] | [[0.0, 1300.0]] | FALSE | 1950 | reclaimed_water_substitution_ratio
343 | 1.121 | 8.3966 | 0.004672 | 1500 | 1550 | max_daily_average_grid_connection_ratio | 0.0063408 | [{'constraint': 'max_daily_average_grid_connection_ratio', 'actual': 1.0063407821443462, 'target': 1.0, 'operator': '<=', 'violation': 0.006340782144346191, 'scaled_violation': 0.006340782144346191}] | maximum scale-free violation at first failed capacity | [1500.0, 1550.0] | [[0.0, 1500.0]] | FALSE | 2000
344 | 1.1814 | 8.3523 | 0.0023252 | 1450 | 1500 | max_daily_average_grid_connection_ratio | 0.0067027 | [{'constraint': 'max_daily_average_grid_connection_ratio', 'actual': 1.0067027413803642, 'target': 1.0, 'operator': '<=', 'violation': 0.006702741380364197, 'scaled_violation': 0.006702741380364197}] | maximum scale-free violation at first failed capacity | [1450.0, 1500.0] | [[0.0, 1450.0]] | FALSE | 2000
345 | 1.1285 | 6.0832 | 0.0065177 | 1500 | 1550 | max_daily_average_grid_connection_ratio | 0.027286 | [{'constraint': 'max_daily_average_grid_connection_ratio', 'actual': 1.0272861366064867, 'target': 1.0, 'operator': '<=', 'violation': 0.02728613660648671, 'scaled_violation': 0.02728613660648671}] | maximum scale-free violation at first failed capacity | [1500.0, 1550.0] | [[0.0, 1500.0]] | FALSE | 2000
346 | 1.2853 | 5.8215 | 0.0056041 | 1300 | 1350 | max_daily_average_grid_connection_ratio | 0.0066924 | [{'constraint': 'max_daily_average_grid_connection_ratio', 'actual': 1.0066924305905252, 'target': 1.0, 'operator': '<=', 'violation': 0.006692430590525156, 'scaled_violation': 0.006692430590525156}] | maximum scale-free violation at first failed capacity | [1300.0, 1350.0] | [[0.0, 1300.0]] | FALSE | 2000
347 | 1.1491 | 4.5596 | 0.0014835 | 1500 | 1550 | max_daily_average_grid_connection_ratio | 0.0057359 | [{'constraint': 'max_daily_average_grid_connection_ratio', 'actual': 1.0057359418620295, 'target': 1.0, 'operator': '<=', 'violation': 0.0057359418620295255, 'scaled_violation': 0.0057359418620295255}] | maximum scale-free violation at first failed capacity | [1500.0, 1550.0] | [[0.0, 1500.0]] | FALSE | 2000
348 | 1.1501 | 5.6536 | 0.0017678 | 1500 | 1550 | max_daily_average_grid_connection_ratio | 0.008769 | [{'constraint': 'max_daily_average_grid_connection_ratio', 'actual': 1.0087689856417947, 'target': 1.0, 'operator': '<=', 'violation': 0.008768985641794735, 'scaled_violation': 0.008768985641794735}] | maximum scale-free violation at first failed capacity | [1500.0, 1550.0] | [[0.0, 1500.0]] | FALSE | 2000
349 | 1.2834 | 6.4857 | 0.0053771 | 1300 | 1350 | max_daily_average_grid_connection_ratio | 0.0037051 | [{'constraint': 'max_daily_average_grid_connection_ratio', 'actual': 1.0037051100273475, 'target': 1.0, 'operator': '<=', 'violation': 0.0037051100273475246, 'scaled_violation': 0.0037051100273475246}] | maximum scale-free violation at first failed capacity | [1300.0, 1350.0] | [[0.0, 1300.0]] | FALSE | 2000
350 | 1.2788 | 5.1248 | 0.0015286 | 1350 | 1400 | max_daily_average_grid_connection_ratio | 0.01001 | [{'constraint': 'max_daily_average_grid_connection_ratio', 'actual': 1.0100098103881665, 'target': 1.0, 'operator': '<=', 'violation': 0.010009810388166507, 'scaled_violation': 0.010009810388166507}] | maximum scale-free violation at first failed capacity | [1350.0, 1400.0] | [[0.0, 1350.0]] | FALSE | 1900 | reclaimed_water_substitution_ratio
351 | 1.2909 | 5.5154 | 0.0072356 | 1300 | 1350 | max_daily_average_grid_connection_ratio | 0.021984 | [{'constraint': 'max_daily_average_grid_connection_ratio', 'actual': 1.021984036812788, 'target': 1.0, 'operator': '<=', 'violation': 0.021984036812787933, 'scaled_violation': 0.021984036812787933}] | maximum scale-free violation at first failed capacity | [1300.0, 1350.0] | [[0.0, 1300.0]] | FALSE | 2000
352 | 1.3183 | 7.2902 | 0.003711 | 1300 | 1350 | max_daily_average_grid_connection_ratio | 0.018583 | [{'constraint': 'max_daily_average_grid_connection_ratio', 'actual': 1.018582723289465, 'target': 1.0, 'operator': '<=', 'violation': 0.018582723289465086, 'scaled_violation': 0.018582723289465086}] | maximum scale-free violation at first failed capacity | [1300.0, 1350.0] | [[0.0, 1300.0]] | FALSE | 1900 | reclaimed_water_substitution_ratio
353 | 1.2791 | 7.2155 | 0.0030741 | 1350 | 1400 | max_daily_average_grid_connection_ratio | 0.021245 | [{'constraint': 'max_daily_average_grid_connection_ratio', 'actual': 1.0212452264230543, 'target': 1.0, 'operator': '<=', 'violation': 0.021245226423054264, 'scaled_violation': 0.021245226423054264}] | maximum scale-free violation at first failed capacity | [1350.0, 1400.0] | [[0.0, 1350.0]] | FALSE | 1950 | reclaimed_water_substitution_ratio
354 | 1.3522 | 3.8403 | 0.0022171 | 1300 | 1350 | max_daily_average_grid_connection_ratio | 0.034 | [{'constraint': 'max_daily_average_grid_connection_ratio', 'actual': 1.0339996566498826, 'target': 1.0, 'operator': '<=', 'violation': 0.03399965664988258, 'scaled_violation': 0.03399965664988258}, {'constraint': 'max_local_connection_ratio', 'actual': 1.0289916253179796, 'target': 1.0, 'operator': '<=', 'violation': 0.028991625317979608, 'scaled_violation': 0.028991625317979608}, {'constraint': 'max_wtw_utilization', 'actual': 0.9514571069349116, 'target': 0.95, 'operator': '<=', 'violation': 0.001457106934911634, 'scaled_violation': 0.0015337967735911937}] | maximum scale-free violation at first failed capacity | [1300.0, 1350.0] | [[0.0, 1300.0]] | FALSE | 1750 | reclaimed_water_substitution_ratio
355 | 1.3493 | 3.368 | 0.0070136 | 1200 | 1250 | max_local_connection_ratio | 0.027955 | [{'constraint': 'max_local_connection_ratio', 'actual': 1.0279546186816306, 'target': 1.0, 'operator': '<=', 'violation': 0.027954618681630627, 'scaled_violation': 0.027954618681630627}, {'constraint': 'max_wtw_utilization', 'actual': 0.9502164394905903, 'target': 0.95, 'operator': '<=', 'violation': 0.00021643949059035883, 'scaled_violation': 0.0002278310427266935}] | maximum scale-free violation at first failed capacity | [1200.0, 1250.0] | [[0.0, 1200.0]] | FALSE | 1750 | reclaimed_water_substitution_ratio
356 | 1.2818 | 5.976 | 0.0033508 | 1350 | 1400 | max_daily_average_grid_connection_ratio | 0.02526 | [{'constraint': 'max_daily_average_grid_connection_ratio', 'actual': 1.0252599605874426, 'target': 1.0, 'operator': '<=', 'violation': 0.02525996058744262, 'scaled_violation': 0.02525996058744262}] | maximum scale-free violation at first failed capacity | [1350.0, 1400.0] | [[0.0, 1350.0]] | FALSE | 1950 | reclaimed_water_substitution_ratio
357 | 1.2557 | 7.9102 | 0.0013452 | 1400 | 1450 | max_daily_average_grid_connection_ratio | 0.026062 | [{'constraint': 'max_daily_average_grid_connection_ratio', 'actual': 1.0260624826301628, 'target': 1.0, 'operator': '<=', 'violation': 0.026062482630162753, 'scaled_violation': 0.026062482630162753}] | maximum scale-free violation at first failed capacity | [1400.0, 1450.0] | [[0.0, 1400.0]] | FALSE | 2000
358 | 1.3462 | 4.6012 | 0.0033452 | 1300 | 1350 | max_daily_average_grid_connection_ratio | 0.037154 | [{'constraint': 'max_daily_average_grid_connection_ratio', 'actual': 1.03715374683925, 'target': 1.0, 'operator': '<=', 'violation': 0.03715374683924999, 'scaled_violation': 0.03715374683924999}] | maximum scale-free violation at first failed capacity | [1300.0, 1350.0] | [[0.0, 1300.0]] | FALSE | 1800 | reclaimed_water_substitution_ratio
359 | 1.3132 | 8.8856 | 0.0070555 | 1300 | 1350 | max_daily_average_grid_connection_ratio | 0.037549 | [{'constraint': 'max_daily_average_grid_connection_ratio', 'actual': 1.037548595228025, 'target': 1.0, 'operator': '<=', 'violation': 0.037548595228025006, 'scaled_violation': 0.037548595228025006}] | maximum scale-free violation at first failed capacity | [1300.0, 1350.0] | [[0.0, 1300.0]] | FALSE | 2000
360 | 1.1732 | 5.3771 | 0.0017914 | 1500 | 1550 | max_daily_average_grid_connection_ratio | 0.028925 | [{'constraint': 'max_daily_average_grid_connection_ratio', 'actual': 1.0289248557085855, 'target': 1.0, 'operator': '<=', 'violation': 0.028924855708585495, 'scaled_violation': 0.028924855708585495}] | maximum scale-free violation at first failed capacity | [1500.0, 1550.0] | [[0.0, 1500.0]] | FALSE | 2000
361 | 1.22 | 7.1084 | 0.0051118 | 1400 | 1450 | max_daily_average_grid_connection_ratio | 0.024791 | [{'constraint': 'max_daily_average_grid_connection_ratio', 'actual': 1.0247909770610684, 'target': 1.0, 'operator': '<=', 'violation': 0.024790977061068364, 'scaled_violation': 0.024790977061068364}] | maximum scale-free violation at first failed capacity | [1400.0, 1450.0] | [[0.0, 1400.0]] | FALSE | 2000
362 | 1.1621 | 6.2714 | 0.0066114 | 1450 | 1500 | max_daily_average_grid_connection_ratio | 0.022986 | [{'constraint': 'max_daily_average_grid_connection_ratio', 'actual': 1.0229859323218455, 'target': 1.0, 'operator': '<=', 'violation': 0.022985932321845537, 'scaled_violation': 0.022985932321845537}] | maximum scale-free violation at first failed capacity | [1450.0, 1500.0] | [[0.0, 1450.0]] | FALSE | 2000
363 | 1.1287 | 8.8885 | 0.0046378 | 1500 | 1550 | max_daily_average_grid_connection_ratio | 0.012782 | [{'constraint': 'max_daily_average_grid_connection_ratio', 'actual': 1.0127816238082425, 'target': 1.0, 'operator': '<=', 'violation': 0.012781623808242548, 'scaled_violation': 0.012781623808242548}] | maximum scale-free violation at first failed capacity | [1500.0, 1550.0] | [[0.0, 1500.0]] | FALSE | 2000
364 | 1.1407 | 6.793 | 0.0064399 | 1450 | 1500 | max_daily_average_grid_connection_ratio | 0.003794 | [{'constraint': 'max_daily_average_grid_connection_ratio', 'actual': 1.0037939753554488, 'target': 1.0, 'operator': '<=', 'violation': 0.0037939753554487865, 'scaled_violation': 0.0037939753554487865}] | maximum scale-free violation at first failed capacity | [1450.0, 1500.0] | [[0.0, 1450.0]] | FALSE | 2000
365 | 1.156 | 7.5497 | 0.0048992 | 1450 | 1500 | max_daily_average_grid_connection_ratio | 0.0048836 | [{'constraint': 'max_daily_average_grid_connection_ratio', 'actual': 1.0048836308888556, 'target': 1.0, 'operator': '<=', 'violation': 0.004883630888855572, 'scaled_violation': 0.004883630888855572}] | maximum scale-free violation at first failed capacity | [1450.0, 1500.0] | [[0.0, 1450.0]] | FALSE | 2000
366 | 1.2572 | 3.044 | 0.0057245 | 1250 | 1300 | max_local_connection_ratio | 0.033803 | [{'constraint': 'max_local_connection_ratio', 'actual': 1.0338034830775122, 'target': 1.0, 'operator': '<=', 'violation': 0.03380348307751224, 'scaled_violation': 0.03380348307751224}, {'constraint': 'max_wtw_utilization', 'actual': 0.9504053293729263, 'target': 0.95, 'operator': '<=', 'violation': 0.0004053293729263663, 'scaled_violation': 0.00042666249781722767}] | maximum scale-free violation at first failed capacity | [1250.0, 1300.0] | [[0.0, 1250.0]] | FALSE | 1800 | reclaimed_water_substitution_ratio
367 | 1.1362 | 8.4665 | 0.00081617 | 1550 | 1600 | max_daily_average_grid_connection_ratio | 0.021229 | [{'constraint': 'max_daily_average_grid_connection_ratio', 'actual': 1.0212285865012913, 'target': 1.0, 'operator': '<=', 'violation': 0.021228586501291336, 'scaled_violation': 0.021228586501291336}] | maximum scale-free violation at first failed capacity | [1550.0, 1600.0] | [[0.0, 1550.0]] | FALSE | 2000
368 | 1.1631 | 3.2057 | 0.0075072 | 1350 | 1400 | max_local_connection_ratio | 0.023514 | [{'constraint': 'max_local_connection_ratio', 'actual': 1.0235135307811678, 'target': 1.0, 'operator': '<=', 'violation': 0.023513530781167802, 'scaled_violation': 0.023513530781167802}] | maximum scale-free violation at first failed capacity | [1350.0, 1400.0] | [[0.0, 1350.0]] | FALSE | 2000
369 | 1.284 | 5.2775 | 0.0017558 | 1350 | 1400 | max_daily_average_grid_connection_ratio | 0.015745 | [{'constraint': 'max_daily_average_grid_connection_ratio', 'actual': 1.0157446207573049, 'target': 1.0, 'operator': '<=', 'violation': 0.015744620757304872, 'scaled_violation': 0.015744620757304872}] | maximum scale-free violation at first failed capacity | [1350.0, 1400.0] | [[0.0, 1350.0]] | FALSE | 1950 | reclaimed_water_substitution_ratio
370 | 1.2755 | 8.3411 | 0.0052479 | 1350 | 1400 | max_daily_average_grid_connection_ratio | 0.033787 | [{'constraint': 'max_daily_average_grid_connection_ratio', 'actual': 1.03378720334293, 'target': 1.0, 'operator': '<=', 'violation': 0.03378720334293006, 'scaled_violation': 0.03378720334293006}] | maximum scale-free violation at first failed capacity | [1350.0, 1400.0] | [[0.0, 1350.0]] | FALSE | 2000
371 | 1.3202 | 6.4994 | 0.0055872 | 1300 | 1350 | max_daily_average_grid_connection_ratio | 0.032834 | [{'constraint': 'max_daily_average_grid_connection_ratio', 'actual': 1.032833664966184, 'target': 1.0, 'operator': '<=', 'violation': 0.032833664966184006, 'scaled_violation': 0.032833664966184006}] | maximum scale-free violation at first failed capacity | [1300.0, 1350.0] | [[0.0, 1300.0]] | FALSE | 1950 | reclaimed_water_substitution_ratio
372 | 1.1963 | 6.797 | 0.0043228 | 1450 | 1500 | max_daily_average_grid_connection_ratio | 0.034307 | [{'constraint': 'max_daily_average_grid_connection_ratio', 'actual': 1.034306898073136, 'target': 1.0, 'operator': '<=', 'violation': 0.03430689807313603, 'scaled_violation': 0.03430689807313603}] | maximum scale-free violation at first failed capacity | [1450.0, 1500.0] | [[0.0, 1450.0]] | FALSE | 2000
373 | 1.2028 | 4.0228 | 0.0032453 | 1450 | 1500 | max_daily_average_grid_connection_ratio | 0.031569 | [{'constraint': 'max_daily_average_grid_connection_ratio', 'actual': 1.0315691679169345, 'target': 1.0, 'operator': '<=', 'violation': 0.03156916791693454, 'scaled_violation': 0.03156916791693454}, {'constraint': 'max_local_connection_ratio', 'actual': 1.011657882861229, 'target': 1.0, 'operator': '<=', 'violation': 0.01165788286122904, 'scaled_violation': 0.01165788286122904}] | maximum scale-free violation at first failed capacity | [1450.0, 1500.0] | [[0.0, 1450.0]] | FALSE | 2000
374 | 1.3181 | 7.5077 | 0.0068959 | 1250 | 1300 | max_daily_average_grid_connection_ratio | 0.0016781 | [{'constraint': 'max_daily_average_grid_connection_ratio', 'actual': 1.001678133766113, 'target': 1.0, 'operator': '<=', 'violation': 0.0016781337661129214, 'scaled_violation': 0.0016781337661129214}] | maximum scale-free violation at first failed capacity | [1250.0, 1300.0] | [[0.0, 1250.0]] | FALSE | 1950 | reclaimed_water_substitution_ratio
375 | 1.2603 | 4.8689 | 0.0059363 | 1350 | 1400 | max_daily_average_grid_connection_ratio | 0.026736 | [{'constraint': 'max_daily_average_grid_connection_ratio', 'actual': 1.0267359087699117, 'target': 1.0, 'operator': '<=', 'violation': 0.02673590876991172, 'scaled_violation': 0.02673590876991172}] | maximum scale-free violation at first failed capacity | [1350.0, 1400.0] | [[0.0, 1350.0]] | FALSE | 2000
376 | 1.309 | 5.4117 | 0.0035122 | 1300 | 1350 | max_daily_average_grid_connection_ratio | 0.010267 | [{'constraint': 'max_daily_average_grid_connection_ratio', 'actual': 1.01026736935546, 'target': 1.0, 'operator': '<=', 'violation': 0.010267369355460021, 'scaled_violation': 0.010267369355460021}] | maximum scale-free violation at first failed capacity | [1300.0, 1350.0] | [[0.0, 1300.0]] | FALSE | 1900 | reclaimed_water_substitution_ratio
377 | 1.2484 | 4.3362 | 0.0048834 | 1350 | 1400 | max_daily_average_grid_connection_ratio | 0.010036 | [{'constraint': 'max_daily_average_grid_connection_ratio', 'actual': 1.0100362499631395, 'target': 1.0, 'operator': '<=', 'violation': 0.010036249963139454, 'scaled_violation': 0.010036249963139454}] | maximum scale-free violation at first failed capacity | [1350.0, 1400.0] | [[0.0, 1350.0]] | FALSE | 1950 | reclaimed_water_substitution_ratio
378 | 1.197 | 6.7024 | 0.0022806 | 1450 | 1500 | max_daily_average_grid_connection_ratio | 0.019375 | [{'constraint': 'max_daily_average_grid_connection_ratio', 'actual': 1.0193750452042545, 'target': 1.0, 'operator': '<=', 'violation': 0.019375045204254482, 'scaled_violation': 0.019375045204254482}] | maximum scale-free violation at first failed capacity | [1450.0, 1500.0] | [[0.0, 1450.0]] | FALSE | 2000
379 | 1.2156 | 3.2312 | 0.0038675 | 1350 | 1400 | max_local_connection_ratio | 0.03638 | [{'constraint': 'max_local_connection_ratio', 'actual': 1.0363795277611711, 'target': 1.0, 'operator': '<=', 'violation': 0.03637952776117115, 'scaled_violation': 0.03637952776117115}, {'constraint': 'max_wtw_utilization', 'actual': 0.9514757433540489, 'target': 0.95, 'operator': '<=', 'violation': 0.0014757433540489862, 'scaled_violation': 0.0015534140568936696}] | maximum scale-free violation at first failed capacity | [1350.0, 1400.0] | [[0.0, 1350.0]] | FALSE | 1900 | reclaimed_water_substitution_ratio
380 | 1.279 | 6.668 | 0.0015339 | 1350 | 1400 | max_daily_average_grid_connection_ratio | 0.010202 | [{'constraint': 'max_daily_average_grid_connection_ratio', 'actual': 1.0102020429898813, 'target': 1.0, 'operator': '<=', 'violation': 0.010202042989881255, 'scaled_violation': 0.010202042989881255}] | maximum scale-free violation at first failed capacity | [1350.0, 1400.0] | [[0.0, 1350.0]] | FALSE | 1950 | reclaimed_water_substitution_ratio
381 | 1.2214 | 6.4864 | 0.0030615 | 1400 | 1450 | max_daily_average_grid_connection_ratio | 0.010857 | [{'constraint': 'max_daily_average_grid_connection_ratio', 'actual': 1.010857358506619, 'target': 1.0, 'operator': '<=', 'violation': 0.010857358506618953, 'scaled_violation': 0.010857358506618953}] | maximum scale-free violation at first failed capacity | [1400.0, 1450.0] | [[0.0, 1400.0]] | FALSE | 2000
382 | 1.1771 | 5.4993 | 0.0050159 | 1450 | 1500 | max_daily_average_grid_connection_ratio | 0.023445 | [{'constraint': 'max_daily_average_grid_connection_ratio', 'actual': 1.0234448147891186, 'target': 1.0, 'operator': '<=', 'violation': 0.02344481478911864, 'scaled_violation': 0.02344481478911864}] | maximum scale-free violation at first failed capacity | [1450.0, 1500.0] | [[0.0, 1450.0]] | FALSE | 2000
383 | 1.2506 | 7.5894 | 0.0068074 | 1350 | 1400 | max_daily_average_grid_connection_ratio | 0.025372 | [{'constraint': 'max_daily_average_grid_connection_ratio', 'actual': 1.025371893400538, 'target': 1.0, 'operator': '<=', 'violation': 0.025371893400538026, 'scaled_violation': 0.025371893400538026}] | maximum scale-free violation at first failed capacity | [1350.0, 1400.0] | [[0.0, 1350.0]] | FALSE | 2000
384 | 1.1731 | 3.0468 | 0.0046545 | 1350 | 1400 | max_local_connection_ratio | 0.033114 | [{'constraint': 'max_local_connection_ratio', 'actual': 1.0331138023363151, 'target': 1.0, 'operator': '<=', 'violation': 0.03311380233631511, 'scaled_violation': 0.03311380233631511}, {'constraint': 'max_wtw_utilization', 'actual': 0.9502589751723136, 'target': 0.95, 'operator': '<=', 'violation': 0.00025897517231365796, 'scaled_violation': 0.0002726054445406926}] | maximum scale-free violation at first failed capacity | [1350.0, 1400.0] | [[0.0, 1350.0]] | FALSE | 1950 | reclaimed_water_substitution_ratio
385 | 1.157 | 6.8978 | 0.0062148 | 1450 | 1500 | max_daily_average_grid_connection_ratio | 0.015707 | [{'constraint': 'max_daily_average_grid_connection_ratio', 'actual': 1.0157073089972626, 'target': 1.0, 'operator': '<=', 'violation': 0.01570730899726258, 'scaled_violation': 0.01570730899726258}] | maximum scale-free violation at first failed capacity | [1450.0, 1500.0] | [[0.0, 1450.0]] | FALSE | 2000
386 | 1.1793 | 5.1767 | 0.0065051 | 1400 | 1450 | max_daily_average_grid_connection_ratio | 0.0020088 | [{'constraint': 'max_daily_average_grid_connection_ratio', 'actual': 1.0020088293603748, 'target': 1.0, 'operator': '<=', 'violation': 0.002008829360374831, 'scaled_violation': 0.002008829360374831}] | maximum scale-free violation at first failed capacity | [1400.0, 1450.0] | [[0.0, 1400.0]] | FALSE | 2000
387 | 1.3365 | 4.348 | 0.0009665 | 1300 | 1350 | max_daily_average_grid_connection_ratio | 0.013645 | [{'constraint': 'max_daily_average_grid_connection_ratio', 'actual': 1.0136452671344571, 'target': 1.0, 'operator': '<=', 'violation': 0.013645267134457129, 'scaled_violation': 0.013645267134457129}] | maximum scale-free violation at first failed capacity | [1300.0, 1350.0] | [[0.0, 1300.0]] | FALSE | 1800 | reclaimed_water_substitution_ratio
388 | 1.128 | 3.8354 | 0.002834 | 1550 | 1600 | max_daily_average_grid_connection_ratio | 0.030242 | [{'constraint': 'max_daily_average_grid_connection_ratio', 'actual': 1.0302415591736753, 'target': 1.0, 'operator': '<=', 'violation': 0.030241559173675325, 'scaled_violation': 0.030241559173675325}, {'constraint': 'max_local_connection_ratio', 'actual': 1.0256772295593297, 'target': 1.0, 'operator': '<=', 'violation': 0.025677229559329717, 'scaled_violation': 0.025677229559329717}, {'constraint': 'max_wtw_utilization', 'actual': 0.9507944747144267, 'target': 0.95, 'operator': '<=', 'violation': 0.0007944747144267295, 'scaled_violation': 0.0008362891730807679}] | maximum scale-free violation at first failed capacity | [1550.0, 1600.0] | [[0.0, 1550.0]] | FALSE | 2000
389 | 1.2302 | 5.0857 | 0.003218 | 1400 | 1450 | max_daily_average_grid_connection_ratio | 0.019149 | [{'constraint': 'max_daily_average_grid_connection_ratio', 'actual': 1.0191489818192543, 'target': 1.0, 'operator': '<=', 'violation': 0.019148981819254285, 'scaled_violation': 0.019148981819254285}] | maximum scale-free violation at first failed capacity | [1400.0, 1450.0] | [[0.0, 1400.0]] | FALSE | 2000
390 | 1.3337 | 4.4803 | 0.0054433 | 1250 | 1300 | max_daily_average_grid_connection_ratio | 0.0034183 | [{'constraint': 'max_daily_average_grid_connection_ratio', 'actual': 1.003418345253266, 'target': 1.0, 'operator': '<=', 'violation': 0.0034183452532658976, 'scaled_violation': 0.0034183452532658976}] | maximum scale-free violation at first failed capacity | [1250.0, 1300.0] | [[0.0, 1250.0]] | FALSE | 1850 | reclaimed_water_substitution_ratio
391 | 1.211 | 4.7675 | 0.0048079 | 1400 | 1450 | max_daily_average_grid_connection_ratio | 0.015283 | [{'constraint': 'max_daily_average_grid_connection_ratio', 'actual': 1.0152832908336076, 'target': 1.0, 'operator': '<=', 'violation': 0.015283290833607577, 'scaled_violation': 0.015283290833607577}] | maximum scale-free violation at first failed capacity | [1400.0, 1450.0] | [[0.0, 1400.0]] | FALSE | 2000
392 | 1.2521 | 5.3407 | 0.0037369 | 1350 | 1400 | max_daily_average_grid_connection_ratio | 0.0047966 | [{'constraint': 'max_daily_average_grid_connection_ratio', 'actual': 1.0047966239628427, 'target': 1.0, 'operator': '<=', 'violation': 0.00479662396284275, 'scaled_violation': 0.00479662396284275}] | maximum scale-free violation at first failed capacity | [1350.0, 1400.0] | [[0.0, 1350.0]] | FALSE | 2000
393 | 1.3565 | 7.1284 | 0.0030355 | 1250 | 1300 | max_daily_average_grid_connection_ratio | 0.0041456 | [{'constraint': 'max_daily_average_grid_connection_ratio', 'actual': 1.0041455583475594, 'target': 1.0, 'operator': '<=', 'violation': 0.004145558347559364, 'scaled_violation': 0.004145558347559364}] | maximum scale-free violation at first failed capacity | [1250.0, 1300.0] | [[0.0, 1250.0]] | FALSE | 1850 | reclaimed_water_substitution_ratio
394 | 1.1303 | 4.2673 | 0.0037602 | 1500 | 1550 | max_daily_average_grid_connection_ratio | 0.0072921 | [{'constraint': 'max_daily_average_grid_connection_ratio', 'actual': 1.0072920614410361, 'target': 1.0, 'operator': '<=', 'violation': 0.007292061441036113, 'scaled_violation': 0.007292061441036113}] | maximum scale-free violation at first failed capacity | [1500.0, 1550.0] | [[0.0, 1500.0]] | FALSE | 2000
395 | 1.1885 | 8.6493 | 0.0014525 | 1450 | 1500 | max_daily_average_grid_connection_ratio | 0.0060298 | [{'constraint': 'max_daily_average_grid_connection_ratio', 'actual': 1.0060298085427652, 'target': 1.0, 'operator': '<=', 'violation': 0.006029808542765247, 'scaled_violation': 0.006029808542765247}] | maximum scale-free violation at first failed capacity | [1450.0, 1500.0] | [[0.0, 1450.0]] | FALSE | 2000
396 | 1.272 | 4.2912 | 0.00061775 | 1400 | 1450 | max_daily_average_grid_connection_ratio | 0.033912 | [{'constraint': 'max_daily_average_grid_connection_ratio', 'actual': 1.0339118424003002, 'target': 1.0, 'operator': '<=', 'violation': 0.03391184240030021, 'scaled_violation': 0.03391184240030021}] | maximum scale-free violation at first failed capacity | [1400.0, 1450.0] | [[0.0, 1400.0]] | FALSE | 1850 | reclaimed_water_substitution_ratio
397 | 1.342 | 6.4388 | 0.0075763 | 1250 | 1300 | max_daily_average_grid_connection_ratio | 0.023437 | [{'constraint': 'max_daily_average_grid_connection_ratio', 'actual': 1.0234366039052574, 'target': 1.0, 'operator': '<=', 'violation': 0.02343660390525737, 'scaled_violation': 0.02343660390525737}] | maximum scale-free violation at first failed capacity | [1250.0, 1300.0] | [[0.0, 1250.0]] | FALSE | 1950 | reclaimed_water_substitution_ratio
398 | 1.3216 | 7.8143 | 0.0075614 | 1250 | 1300 | max_daily_average_grid_connection_ratio | 0.0085729 | [{'constraint': 'max_daily_average_grid_connection_ratio', 'actual': 1.00857293745157, 'target': 1.0, 'operator': '<=', 'violation': 0.00857293745156995, 'scaled_violation': 0.00857293745156995}] | maximum scale-free violation at first failed capacity | [1250.0, 1300.0] | [[0.0, 1250.0]] | FALSE | 2000
399 | 1.1431 | 7.0887 | 0.00082256 | 1550 | 1600 | max_daily_average_grid_connection_ratio | 0.027451 | [{'constraint': 'max_daily_average_grid_connection_ratio', 'actual': 1.0274506294751615, 'target': 1.0, 'operator': '<=', 'violation': 0.027450629475161525, 'scaled_violation': 0.027450629475161525}] | maximum scale-free violation at first failed capacity | [1550.0, 1600.0] | [[0.0, 1550.0]] | FALSE | 2000
400 | 1.2552 | 3.82 | 0.0031517 | 1350 | 1400 | max_daily_average_grid_connection_ratio | 0.0031111 | [{'constraint': 'max_daily_average_grid_connection_ratio', 'actual': 1.0031110820701101, 'target': 1.0, 'operator': '<=', 'violation': 0.003111082070110127, 'scaled_violation': 0.003111082070110127}] | maximum scale-free violation at first failed capacity | [1350.0, 1400.0] | [[0.0, 1350.0]] | FALSE | 1900 | reclaimed_water_substitution_ratio
401 | 1.245 | 4.9389 | 0.0020935 | 1400 | 1450 | max_daily_average_grid_connection_ratio | 0.022886 | [{'constraint': 'max_daily_average_grid_connection_ratio', 'actual': 1.0228861723970253, 'target': 1.0, 'operator': '<=', 'violation': 0.022886172397025284, 'scaled_violation': 0.022886172397025284}] | maximum scale-free violation at first failed capacity | [1400.0, 1450.0] | [[0.0, 1400.0]] | FALSE | 2000
402 | 1.1865 | 4.3437 | 0.0066675 | 1400 | 1450 | max_daily_average_grid_connection_ratio | 0.0090662 | [{'constraint': 'max_daily_average_grid_connection_ratio', 'actual': 1.0090661622767871, 'target': 1.0, 'operator': '<=', 'violation': 0.009066162276787137, 'scaled_violation': 0.009066162276787137}] | maximum scale-free violation at first failed capacity | [1400.0, 1450.0] | [[0.0, 1400.0]] | FALSE | 2000
403 | 1.3316 | 5.0097 | 0.0073713 | 1250 | 1300 | max_daily_average_grid_connection_ratio | 0.014582 | [{'constraint': 'max_daily_average_grid_connection_ratio', 'actual': 1.014581758516827, 'target': 1.0, 'operator': '<=', 'violation': 0.014581758516827081, 'scaled_violation': 0.014581758516827081}] | maximum scale-free violation at first failed capacity | [1250.0, 1300.0] | [[0.0, 1250.0]] | FALSE | 1950 | reclaimed_water_substitution_ratio
404 | 1.2284 | 8.7529 | 0.0065105 | 1350 | 1400 | max_daily_average_grid_connection_ratio | 0.0059182 | [{'constraint': 'max_daily_average_grid_connection_ratio', 'actual': 1.0059182144379435, 'target': 1.0, 'operator': '<=', 'violation': 0.005918214437943492, 'scaled_violation': 0.005918214437943492}] | maximum scale-free violation at first failed capacity | [1350.0, 1400.0] | [[0.0, 1350.0]] | FALSE | 2000
405 | 1.2492 | 4.0758 | 0.0036451 | 1350 | 1400 | max_daily_average_grid_connection_ratio | 0.0018656 | [{'constraint': 'max_daily_average_grid_connection_ratio', 'actual': 1.0018656481042454, 'target': 1.0, 'operator': '<=', 'violation': 0.0018656481042453876, 'scaled_violation': 0.0018656481042453876}] | maximum scale-free violation at first failed capacity | [1350.0, 1400.0] | [[0.0, 1350.0]] | FALSE | 1950 | reclaimed_water_substitution_ratio
406 | 1.2429 | 7.8387 | 0.0022786 | 1400 | 1450 | max_daily_average_grid_connection_ratio | 0.022591 | [{'constraint': 'max_daily_average_grid_connection_ratio', 'actual': 1.0225908985461882, 'target': 1.0, 'operator': '<=', 'violation': 0.02259089854618823, 'scaled_violation': 0.02259089854618823}] | maximum scale-free violation at first failed capacity | [1400.0, 1450.0] | [[0.0, 1400.0]] | FALSE | 2000
407 | 1.1433 | 7.2723 | 0.001371 | 1550 | 1600 | max_daily_average_grid_connection_ratio | 0.032061 | [{'constraint': 'max_daily_average_grid_connection_ratio', 'actual': 1.0320609258600426, 'target': 1.0, 'operator': '<=', 'violation': 0.03206092586004261, 'scaled_violation': 0.03206092586004261}] | maximum scale-free violation at first failed capacity | [1550.0, 1600.0] | [[0.0, 1550.0]] | FALSE | 2000
408 | 1.2191 | 3.2491 | 0.0054519 | 1300 | 1350 | max_local_connection_ratio | 0.011275 | [{'constraint': 'max_local_connection_ratio', 'actual': 1.0112754472713414, 'target': 1.0, 'operator': '<=', 'violation': 0.011275447271341443, 'scaled_violation': 0.011275447271341443}] | maximum scale-free violation at first failed capacity | [1300.0, 1350.0] | [[0.0, 1300.0]] | FALSE | 1900 | reclaimed_water_substitution_ratio
409 | 1.3163 | 6.5833 | 0.00089163 | 1350 | 1400 | max_daily_average_grid_connection_ratio | 0.034859 | [{'constraint': 'max_daily_average_grid_connection_ratio', 'actual': 1.0348594542136118, 'target': 1.0, 'operator': '<=', 'violation': 0.03485945421361181, 'scaled_violation': 0.03485945421361181}] | maximum scale-free violation at first failed capacity | [1350.0, 1400.0] | [[0.0, 1350.0]] | FALSE | 1900 | reclaimed_water_substitution_ratio
410 | 1.2812 | 5.5856 | 0.0014146 | 1350 | 1400 | max_daily_average_grid_connection_ratio | 0.01112 | [{'constraint': 'max_daily_average_grid_connection_ratio', 'actual': 1.0111200674536893, 'target': 1.0, 'operator': '<=', 'violation': 0.01112006745368932, 'scaled_violation': 0.01112006745368932}] | maximum scale-free violation at first failed capacity | [1350.0, 1400.0] | [[0.0, 1350.0]] | FALSE | 1950 | reclaimed_water_substitution_ratio
411 | 1.2838 | 4.6093 | 0.0061115 | 1300 | 1350 | max_daily_average_grid_connection_ratio | 0.0089817 | [{'constraint': 'max_daily_average_grid_connection_ratio', 'actual': 1.008981671717128, 'target': 1.0, 'operator': '<=', 'violation': 0.008981671717128048, 'scaled_violation': 0.008981671717128048}] | maximum scale-free violation at first failed capacity | [1300.0, 1350.0] | [[0.0, 1300.0]] | FALSE | 1950 | reclaimed_water_substitution_ratio
412 | 1.3062 | 3.1846 | 0.002338 | 1250 | 1300 | max_local_connection_ratio | 0.027636 | [{'constraint': 'max_local_connection_ratio', 'actual': 1.0276359047579986, 'target': 1.0, 'operator': '<=', 'violation': 0.027635904757998597, 'scaled_violation': 0.027635904757998597}] | maximum scale-free violation at first failed capacity | [1250.0, 1300.0] | [[0.0, 1250.0]] | FALSE | 1700 | reclaimed_water_substitution_ratio
413 | 1.3434 | 6.6378 | 0.0062898 | 1250 | 1300 | max_daily_average_grid_connection_ratio | 0.016049 | [{'constraint': 'max_daily_average_grid_connection_ratio', 'actual': 1.0160485950687859, 'target': 1.0, 'operator': '<=', 'violation': 0.016048595068785865, 'scaled_violation': 0.016048595068785865}] | maximum scale-free violation at first failed capacity | [1250.0, 1300.0] | [[0.0, 1250.0]] | FALSE | 1900 | reclaimed_water_substitution_ratio
414 | 1.1529 | 8.0348 | 0.0019037 | 1500 | 1550 | max_daily_average_grid_connection_ratio | 0.012247 | [{'constraint': 'max_daily_average_grid_connection_ratio', 'actual': 1.0122474252610996, 'target': 1.0, 'operator': '<=', 'violation': 0.012247425261099565, 'scaled_violation': 0.012247425261099565}] | maximum scale-free violation at first failed capacity | [1500.0, 1550.0] | [[0.0, 1500.0]] | FALSE | 2000
415 | 1.3165 | 3.4937 | 0.00132 | 1300 | 1350 | max_local_connection_ratio | 0.029443 | [{'constraint': 'max_local_connection_ratio', 'actual': 1.029442793045722, 'target': 1.0, 'operator': '<=', 'violation': 0.02944279304572195, 'scaled_violation': 0.02944279304572195}, {'constraint': 'max_daily_average_grid_connection_ratio', 'actual': 1.0009742063451608, 'target': 1.0, 'operator': '<=', 'violation': 0.0009742063451607663, 'scaled_violation': 0.0009742063451607663}, {'constraint': 'max_wtw_utilization', 'actual': 0.9507368516107824, 'target': 0.95, 'operator': '<=', 'violation': 0.0007368516107824075, 'scaled_violation': 0.0007756332745077973}] | maximum scale-free violation at first failed capacity | [1300.0, 1350.0] | [[0.0, 1300.0]] | FALSE | 1750 | reclaimed_water_substitution_ratio
416 | 1.2817 | 4.9387 | 0.0050472 | 1300 | 1350 | max_daily_average_grid_connection_ratio | 0.00015589 | [{'constraint': 'max_daily_average_grid_connection_ratio', 'actual': 1.0001558934167685, 'target': 1.0, 'operator': '<=', 'violation': 0.00015589341676847113, 'scaled_violation': 0.00015589341676847113}] | maximum scale-free violation at first failed capacity | [1300.0, 1350.0] | [[0.0, 1300.0]] | FALSE | 1950 | reclaimed_water_substitution_ratio
417 | 1.2003 | 3.9267 | 0.0021579 | 1450 | 1500 | max_daily_average_grid_connection_ratio | 0.021206 | [{'constraint': 'max_daily_average_grid_connection_ratio', 'actual': 1.0212060213923992, 'target': 1.0, 'operator': '<=', 'violation': 0.021206021392399244, 'scaled_violation': 0.021206021392399244}, {'constraint': 'max_local_connection_ratio', 'actual': 1.0090441017243308, 'target': 1.0, 'operator': '<=', 'violation': 0.009044101724330789, 'scaled_violation': 0.009044101724330789}] | maximum scale-free violation at first failed capacity | [1450.0, 1500.0] | [[0.0, 1450.0]] | FALSE | 1950 | reclaimed_water_substitution_ratio
418 | 1.1456 | 6.7639 | 0.0069337 | 1450 | 1500 | max_daily_average_grid_connection_ratio | 0.011661 | [{'constraint': 'max_daily_average_grid_connection_ratio', 'actual': 1.011661478701347, 'target': 1.0, 'operator': '<=', 'violation': 0.011661478701346928, 'scaled_violation': 0.011661478701346928}] | maximum scale-free violation at first failed capacity | [1450.0, 1500.0] | [[0.0, 1450.0]] | FALSE | 2000
419 | 1.3501 | 3.9013 | 0.0069877 | 1250 | 1300 | max_daily_average_grid_connection_ratio | 0.025459 | [{'constraint': 'max_daily_average_grid_connection_ratio', 'actual': 1.0254588223866479, 'target': 1.0, 'operator': '<=', 'violation': 0.025458822386647872, 'scaled_violation': 0.025458822386647872}, {'constraint': 'max_local_connection_ratio', 'actual': 1.0153269992147933, 'target': 1.0, 'operator': '<=', 'violation': 0.015326999214793302, 'scaled_violation': 0.015326999214793302}] | maximum scale-free violation at first failed capacity | [1250.0, 1300.0] | [[0.0, 1250.0]] | FALSE | 1800 | reclaimed_water_substitution_ratio
420 | 1.1317 | 7.4708 | 0.0054593 | 1500 | 1550 | max_daily_average_grid_connection_ratio | 0.021773 | [{'constraint': 'max_daily_average_grid_connection_ratio', 'actual': 1.0217730560990028, 'target': 1.0, 'operator': '<=', 'violation': 0.02177305609900282, 'scaled_violation': 0.02177305609900282}] | maximum scale-free violation at first failed capacity | [1500.0, 1550.0] | [[0.0, 1500.0]] | FALSE | 2000
421 | 1.3226 | 8.4358 | 0.0063384 | 1250 | 1300 | max_daily_average_grid_connection_ratio | 0.0012854 | [{'constraint': 'max_daily_average_grid_connection_ratio', 'actual': 1.0012853665975734, 'target': 1.0, 'operator': '<=', 'violation': 0.0012853665975733897, 'scaled_violation': 0.0012853665975733897}] | maximum scale-free violation at first failed capacity | [1250.0, 1300.0] | [[0.0, 1250.0]] | FALSE | 1950 | reclaimed_water_substitution_ratio
422 | 1.3592 | 3.6645 | 0.0041037 | 1250 | 1300 | max_local_connection_ratio | 0.024262 | [{'constraint': 'max_local_connection_ratio', 'actual': 1.0242623841673641, 'target': 1.0, 'operator': '<=', 'violation': 0.02426238416736415, 'scaled_violation': 0.02426238416736415}, {'constraint': 'max_daily_average_grid_connection_ratio', 'actual': 1.0131618229811483, 'target': 1.0, 'operator': '<=', 'violation': 0.013161822981148319, 'scaled_violation': 0.013161822981148319}, {'constraint': 'max_wtw_utilization', 'actual': 0.9501485635018089, 'target': 0.95, 'operator': '<=', 'violation': 0.0001485635018089182, 'scaled_violation': 0.0001563826334830718}] | maximum scale-free violation at first failed capacity | [1250.0, 1300.0] | [[0.0, 1250.0]] | FALSE | 1750 | reclaimed_water_substitution_ratio
423 | 1.358 | 3.7403 | 0.0046394 | 1250 | 1300 | max_local_connection_ratio | 0.019719 | [{'constraint': 'max_local_connection_ratio', 'actual': 1.0197189327320957, 'target': 1.0, 'operator': '<=', 'violation': 0.019718932732095684, 'scaled_violation': 0.019718932732095684}, {'constraint': 'max_daily_average_grid_connection_ratio', 'actual': 1.0157637656437457, 'target': 1.0, 'operator': '<=', 'violation': 0.01576376564374571, 'scaled_violation': 0.01576376564374571}] | maximum scale-free violation at first failed capacity | [1250.0, 1300.0] | [[0.0, 1250.0]] | FALSE | 1750 | reclaimed_water_substitution_ratio
424 | 1.1614 | 6.7359 | 0.0012576 | 1500 | 1550 | max_daily_average_grid_connection_ratio | 0.014545 | [{'constraint': 'max_daily_average_grid_connection_ratio', 'actual': 1.01454532909219, 'target': 1.0, 'operator': '<=', 'violation': 0.014545329092189974, 'scaled_violation': 0.014545329092189974}] | maximum scale-free violation at first failed capacity | [1500.0, 1550.0] | [[0.0, 1500.0]] | FALSE | 2000
425 | 1.3172 | 7.4508 | 0.0042227 | 1300 | 1350 | max_daily_average_grid_connection_ratio | 0.021275 | [{'constraint': 'max_daily_average_grid_connection_ratio', 'actual': 1.0212745826748122, 'target': 1.0, 'operator': '<=', 'violation': 0.021274582674812192, 'scaled_violation': 0.021274582674812192}] | maximum scale-free violation at first failed capacity | [1300.0, 1350.0] | [[0.0, 1300.0]] | FALSE | 1950 | reclaimed_water_substitution_ratio
426 | 1.2367 | 8.3542 | 0.006946 | 1350 | 1400 | max_daily_average_grid_connection_ratio | 0.015452 | [{'constraint': 'max_daily_average_grid_connection_ratio', 'actual': 1.0154517258421003, 'target': 1.0, 'operator': '<=', 'violation': 0.015451725842100306, 'scaled_violation': 0.015451725842100306}] | maximum scale-free violation at first failed capacity | [1350.0, 1400.0] | [[0.0, 1350.0]] | FALSE | 2000
427 | 1.1413 | 8.8317 | 0.0047174 | 1500 | 1550 | max_daily_average_grid_connection_ratio | 0.024246 | [{'constraint': 'max_daily_average_grid_connection_ratio', 'actual': 1.0242462585554277, 'target': 1.0, 'operator': '<=', 'violation': 0.024246258555427724, 'scaled_violation': 0.024246258555427724}] | maximum scale-free violation at first failed capacity | [1500.0, 1550.0] | [[0.0, 1500.0]] | FALSE | 2000
428 | 1.2993 | 7.4755 | 0.0078691 | 1300 | 1350 | max_daily_average_grid_connection_ratio | 0.032682 | [{'constraint': 'max_daily_average_grid_connection_ratio', 'actual': 1.0326819799701759, 'target': 1.0, 'operator': '<=', 'violation': 0.032681979970175856, 'scaled_violation': 0.032681979970175856}] | maximum scale-free violation at first failed capacity | [1300.0, 1350.0] | [[0.0, 1300.0]] | FALSE | 2000
429 | 1.2691 | 6.7341 | 0.0070695 | 1300 | 1350 | max_daily_average_grid_connection_ratio | 0.0044599 | [{'constraint': 'max_daily_average_grid_connection_ratio', 'actual': 1.0044599401949938, 'target': 1.0, 'operator': '<=', 'violation': 0.00445994019499385, 'scaled_violation': 0.00445994019499385}] | maximum scale-free violation at first failed capacity | [1300.0, 1350.0] | [[0.0, 1300.0]] | FALSE | 2000
430 | 1.3261 | 7.779 | 0.0013648 | 1300 | 1350 | max_daily_average_grid_connection_ratio | 0.0085277 | [{'constraint': 'max_daily_average_grid_connection_ratio', 'actual': 1.0085276686528453, 'target': 1.0, 'operator': '<=', 'violation': 0.008527668652845266, 'scaled_violation': 0.008527668652845266}] | maximum scale-free violation at first failed capacity | [1300.0, 1350.0] | [[0.0, 1300.0]] | FALSE | 1900 | reclaimed_water_substitution_ratio
431 | 1.2965 | 4.8013 | 0.0050435 | 1300 | 1350 | max_daily_average_grid_connection_ratio | 0.011298 | [{'constraint': 'max_daily_average_grid_connection_ratio', 'actual': 1.0112978748591557, 'target': 1.0, 'operator': '<=', 'violation': 0.011297874859155677, 'scaled_violation': 0.011297874859155677}] | maximum scale-free violation at first failed capacity | [1300.0, 1350.0] | [[0.0, 1300.0]] | FALSE | 1950 | reclaimed_water_substitution_ratio
432 | 1.2094 | 5.0089 | 0.0015739 | 1450 | 1500 | max_daily_average_grid_connection_ratio | 0.024411 | [{'constraint': 'max_daily_average_grid_connection_ratio', 'actual': 1.024410943205156, 'target': 1.0, 'operator': '<=', 'violation': 0.02441094320515602, 'scaled_violation': 0.02441094320515602}] | maximum scale-free violation at first failed capacity | [1450.0, 1500.0] | [[0.0, 1450.0]] | FALSE | 2000
433 | 1.3501 | 4.6861 | 0.0022765 | 1300 | 1350 | max_daily_average_grid_connection_ratio | 0.032777 | [{'constraint': 'max_daily_average_grid_connection_ratio', 'actual': 1.0327772101692159, 'target': 1.0, 'operator': '<=', 'violation': 0.032777210169215865, 'scaled_violation': 0.032777210169215865}] | maximum scale-free violation at first failed capacity | [1300.0, 1350.0] | [[0.0, 1300.0]] | FALSE | 1800 | reclaimed_water_substitution_ratio
434 | 1.137 | 8.2532 | 0.0048744 | 1500 | 1550 | max_daily_average_grid_connection_ratio | 0.021759 | [{'constraint': 'max_daily_average_grid_connection_ratio', 'actual': 1.021758682337817, 'target': 1.0, 'operator': '<=', 'violation': 0.02175868233781708, 'scaled_violation': 0.02175868233781708}] | maximum scale-free violation at first failed capacity | [1500.0, 1550.0] | [[0.0, 1500.0]] | FALSE | 2000
435 | 1.1541 | 5.1129 | 0.0019094 | 1500 | 1550 | max_daily_average_grid_connection_ratio | 0.013344 | [{'constraint': 'max_daily_average_grid_connection_ratio', 'actual': 1.013343837286612, 'target': 1.0, 'operator': '<=', 'violation': 0.013343837286611926, 'scaled_violation': 0.013343837286611926}] | maximum scale-free violation at first failed capacity | [1500.0, 1550.0] | [[0.0, 1500.0]] | FALSE | 2000
436 | 1.2511 | 8.5701 | 0.0058865 | 1350 | 1400 | max_daily_average_grid_connection_ratio | 0.019181 | [{'constraint': 'max_daily_average_grid_connection_ratio', 'actual': 1.0191814871562674, 'target': 1.0, 'operator': '<=', 'violation': 0.01918148715626744, 'scaled_violation': 0.01918148715626744}] | maximum scale-free violation at first failed capacity | [1350.0, 1400.0] | [[0.0, 1350.0]] | FALSE | 2000
437 | 1.1397 | 5.6406 | 0.0046319 | 1500 | 1550 | max_daily_average_grid_connection_ratio | 0.022184 | [{'constraint': 'max_daily_average_grid_connection_ratio', 'actual': 1.0221843276800275, 'target': 1.0, 'operator': '<=', 'violation': 0.022184327680027538, 'scaled_violation': 0.022184327680027538}] | maximum scale-free violation at first failed capacity | [1500.0, 1550.0] | [[0.0, 1500.0]] | FALSE | 2000
438 | 1.1933 | 3.8592 | 0.0064974 | 1400 | 1450 | max_daily_average_grid_connection_ratio | 0.013349 | [{'constraint': 'max_daily_average_grid_connection_ratio', 'actual': 1.0133493668278784, 'target': 1.0, 'operator': '<=', 'violation': 0.01334936682787835, 'scaled_violation': 0.01334936682787835}, {'constraint': 'max_local_connection_ratio', 'actual': 1.0068368569858812, 'target': 1.0, 'operator': '<=', 'violation': 0.006836856985881212, 'scaled_violation': 0.006836856985881212}] | maximum scale-free violation at first failed capacity | [1400.0, 1450.0] | [[0.0, 1400.0]] | FALSE | 2000
439 | 1.3392 | 3.7443 | 0.0039232 | 1250 | 1300 | max_local_connection_ratio | 0.00095742 | [{'constraint': 'max_local_connection_ratio', 'actual': 1.0009574236471257, 'target': 1.0, 'operator': '<=', 'violation': 0.0009574236471256992, 'scaled_violation': 0.0009574236471256992}] | maximum scale-free violation at first failed capacity | [1250.0, 1300.0] | [[0.0, 1250.0]] | FALSE | 1750 | reclaimed_water_substitution_ratio
440 | 1.2146 | 3.3883 | 0.0044706 | 1350 | 1400 | max_local_connection_ratio | 0.020358 | [{'constraint': 'max_local_connection_ratio', 'actual': 1.0203578075643813, 'target': 1.0, 'operator': '<=', 'violation': 0.020357807564381325, 'scaled_violation': 0.020357807564381325}] | maximum scale-free violation at first failed capacity | [1350.0, 1400.0] | [[0.0, 1350.0]] | FALSE | 1900 | reclaimed_water_substitution_ratio
441 | 1.3224 | 7.1244 | 0.0014674 | 1300 | 1350 | max_daily_average_grid_connection_ratio | 0.0064041 | [{'constraint': 'max_daily_average_grid_connection_ratio', 'actual': 1.006404072087802, 'target': 1.0, 'operator': '<=', 'violation': 0.006404072087802026, 'scaled_violation': 0.006404072087802026}] | maximum scale-free violation at first failed capacity | [1300.0, 1350.0] | [[0.0, 1300.0]] | FALSE | 1900 | reclaimed_water_substitution_ratio
442 | 1.3292 | 4.415 | 0.0013799 | 1300 | 1350 | max_daily_average_grid_connection_ratio | 0.01091 | [{'constraint': 'max_daily_average_grid_connection_ratio', 'actual': 1.0109102480675234, 'target': 1.0, 'operator': '<=', 'violation': 0.010910248067523387, 'scaled_violation': 0.010910248067523387}] | maximum scale-free violation at first failed capacity | [1300.0, 1350.0] | [[0.0, 1300.0]] | FALSE | 1800 | reclaimed_water_substitution_ratio
443 | 1.2113 | 5.6198 | 0.0034291 | 1400 | 1450 | max_daily_average_grid_connection_ratio | 0.00544 | [{'constraint': 'max_daily_average_grid_connection_ratio', 'actual': 1.0054399518070276, 'target': 1.0, 'operator': '<=', 'violation': 0.00543995180702761, 'scaled_violation': 0.00543995180702761}] | maximum scale-free violation at first failed capacity | [1400.0, 1450.0] | [[0.0, 1400.0]] | FALSE | 2000
444 | 1.3293 | 3.9285 | 0.0023958 | 1300 | 1350 | max_daily_average_grid_connection_ratio | 0.017941 | [{'constraint': 'max_daily_average_grid_connection_ratio', 'actual': 1.0179407890931518, 'target': 1.0, 'operator': '<=', 'violation': 0.017940789093151777, 'scaled_violation': 0.017940789093151777}, {'constraint': 'max_local_connection_ratio', 'actual': 1.005672695197872, 'target': 1.0, 'operator': '<=', 'violation': 0.0056726951978720574, 'scaled_violation': 0.0056726951978720574}] | maximum scale-free violation at first failed capacity | [1300.0, 1350.0] | [[0.0, 1300.0]] | FALSE | 1750 | reclaimed_water_substitution_ratio
445 | 1.3277 | 3.5565 | 0.0028738 | 1250 | 1300 | max_local_connection_ratio | 0.0035564 | [{'constraint': 'max_local_connection_ratio', 'actual': 1.0035564185733794, 'target': 1.0, 'operator': '<=', 'violation': 0.003556418573379405, 'scaled_violation': 0.003556418573379405}] | maximum scale-free violation at first failed capacity | [1250.0, 1300.0] | [[0.0, 1250.0]] | FALSE | 1750 | reclaimed_water_substitution_ratio
446 | 1.2112 | 3.9366 | 0.0011945 | 1450 | 1500 | max_daily_average_grid_connection_ratio | 0.023041 | [{'constraint': 'max_daily_average_grid_connection_ratio', 'actual': 1.0230409868692574, 'target': 1.0, 'operator': '<=', 'violation': 0.023040986869257374, 'scaled_violation': 0.023040986869257374}, {'constraint': 'max_local_connection_ratio', 'actual': 1.0100570889017995, 'target': 1.0, 'operator': '<=', 'violation': 0.01005708890179946, 'scaled_violation': 0.01005708890179946}] | maximum scale-free violation at first failed capacity | [1450.0, 1500.0] | [[0.0, 1450.0]] | FALSE | 1950 | reclaimed_water_substitution_ratio
447 | 1.2224 | 6.0071 | 0.0014784 | 1400 | 1450 | max_daily_average_grid_connection_ratio | 7.1453e-05 | [{'constraint': 'max_daily_average_grid_connection_ratio', 'actual': 1.000071452619814, 'target': 1.0, 'operator': '<=', 'violation': 7.14526198140053e-05, 'scaled_violation': 7.14526198140053e-05}] | maximum scale-free violation at first failed capacity | [1400.0, 1450.0] | [[0.0, 1400.0]] | FALSE | 2000
448 | 1.259 | 8.5439 | 0.00085939 | 1400 | 1450 | max_daily_average_grid_connection_ratio | 0.025171 | [{'constraint': 'max_daily_average_grid_connection_ratio', 'actual': 1.0251710345820022, 'target': 1.0, 'operator': '<=', 'violation': 0.025171034582002205, 'scaled_violation': 0.025171034582002205}] | maximum scale-free violation at first failed capacity | [1400.0, 1450.0] | [[0.0, 1400.0]] | FALSE | 1950 | reclaimed_water_substitution_ratio
449 | 1.124 | 4.2918 | 0.0069148 | 1500 | 1550 | max_daily_average_grid_connection_ratio | 0.026521 | [{'constraint': 'max_daily_average_grid_connection_ratio', 'actual': 1.026520949266802, 'target': 1.0, 'operator': '<=', 'violation': 0.02652094926680193, 'scaled_violation': 0.02652094926680193}] | maximum scale-free violation at first failed capacity | [1500.0, 1550.0] | [[0.0, 1500.0]] | FALSE | 2000
450 | 1.1245 | 5.1528 | 0.005997 | 1500 | 1550 | max_daily_average_grid_connection_ratio | 0.019803 | [{'constraint': 'max_daily_average_grid_connection_ratio', 'actual': 1.019802666997516, 'target': 1.0, 'operator': '<=', 'violation': 0.019802666997515983, 'scaled_violation': 0.019802666997515983}] | maximum scale-free violation at first failed capacity | [1500.0, 1550.0] | [[0.0, 1500.0]] | FALSE | 2000
451 | 1.2216 | 4.1894 | 0.0058708 | 1400 | 1450 | max_daily_average_grid_connection_ratio | 0.031655 | [{'constraint': 'max_daily_average_grid_connection_ratio', 'actual': 1.0316554076454862, 'target': 1.0, 'operator': '<=', 'violation': 0.031655407645486244, 'scaled_violation': 0.031655407645486244}] | maximum scale-free violation at first failed capacity | [1400.0, 1450.0] | [[0.0, 1400.0]] | FALSE | 2000
452 | 1.1271 | 3.5381 | 0.0075617 | 1450 | 1500 | max_local_connection_ratio | 0.024613 | [{'constraint': 'max_local_connection_ratio', 'actual': 1.0246134415507566, 'target': 1.0, 'operator': '<=', 'violation': 0.02461344155075662, 'scaled_violation': 0.02461344155075662}, {'constraint': 'max_daily_average_grid_connection_ratio', 'actual': 1.0009261454310472, 'target': 1.0, 'operator': '<=', 'violation': 0.0009261454310471873, 'scaled_violation': 0.0009261454310471873}, {'constraint': 'max_wtw_utilization', 'actual': 0.9500115528101213, 'target': 0.95, 'operator': '<=', 'violation': 1.1552810121329138e-05, 'scaled_violation': 1.216085275929383e-05}] | maximum scale-free violation at first failed capacity | [1450.0, 1500.0] | [[0.0, 1450.0]] | FALSE | 2000
453 | 1.3056 | 4.1129 | 0.0025925 | 1300 | 1350 | max_daily_average_grid_connection_ratio | 0.0014247 | [{'constraint': 'max_daily_average_grid_connection_ratio', 'actual': 1.0014246738726298, 'target': 1.0, 'operator': '<=', 'violation': 0.0014246738726297892, 'scaled_violation': 0.0014246738726297892}] | maximum scale-free violation at first failed capacity | [1300.0, 1350.0] | [[0.0, 1300.0]] | FALSE | 1850 | reclaimed_water_substitution_ratio
454 | 1.3035 | 4.396 | 0.0010572 | 1350 | 1400 | max_daily_average_grid_connection_ratio | 0.026046 | [{'constraint': 'max_daily_average_grid_connection_ratio', 'actual': 1.0260460190577914, 'target': 1.0, 'operator': '<=', 'violation': 0.02604601905779136, 'scaled_violation': 0.02604601905779136}] | maximum scale-free violation at first failed capacity | [1350.0, 1400.0] | [[0.0, 1350.0]] | FALSE | 1850 | reclaimed_water_substitution_ratio
455 | 1.2647 | 3.6241 | 0.0044326 | 1350 | 1400 | max_local_connection_ratio | 0.03471 | [{'constraint': 'max_local_connection_ratio', 'actual': 1.0347096956338302, 'target': 1.0, 'operator': '<=', 'violation': 0.034709695633830195, 'scaled_violation': 0.034709695633830195}, {'constraint': 'max_daily_average_grid_connection_ratio', 'actual': 1.019534438133853, 'target': 1.0, 'operator': '<=', 'violation': 0.019534438133852916, 'scaled_violation': 0.019534438133852916}, {'constraint': 'max_wtw_utilization', 'actual': 0.9521844237971991, 'target': 0.95, 'operator': '<=', 'violation': 0.0021844237971991864, 'scaled_violation': 0.002299393470735986}] | maximum scale-free violation at first failed capacity | [1350.0, 1400.0] | [[0.0, 1350.0]] | FALSE | 1850 | reclaimed_water_substitution_ratio
456 | 1.1609 | 7.2965 | 0.00096583 | 1500 | 1550 | max_daily_average_grid_connection_ratio | 0.01184 | [{'constraint': 'max_daily_average_grid_connection_ratio', 'actual': 1.011839950196945, 'target': 1.0, 'operator': '<=', 'violation': 0.01183995019694506, 'scaled_violation': 0.01183995019694506}] | maximum scale-free violation at first failed capacity | [1500.0, 1550.0] | [[0.0, 1500.0]] | FALSE | 2000
457 | 1.1805 | 4.6468 | 0.0067857 | 1400 | 1450 | max_daily_average_grid_connection_ratio | 0.0050914 | [{'constraint': 'max_daily_average_grid_connection_ratio', 'actual': 1.0050913999296738, 'target': 1.0, 'operator': '<=', 'violation': 0.005091399929673779, 'scaled_violation': 0.005091399929673779}] | maximum scale-free violation at first failed capacity | [1400.0, 1450.0] | [[0.0, 1400.0]] | FALSE | 2000
458 | 1.3099 | 4.9045 | 0.0021904 | 1300 | 1350 | max_daily_average_grid_connection_ratio | 0.0018826 | [{'constraint': 'max_daily_average_grid_connection_ratio', 'actual': 1.0018826100557436, 'target': 1.0, 'operator': '<=', 'violation': 0.0018826100557436387, 'scaled_violation': 0.0018826100557436387}] | maximum scale-free violation at first failed capacity | [1300.0, 1350.0] | [[0.0, 1300.0]] | FALSE | 1900 | reclaimed_water_substitution_ratio
459 | 1.1335 | 3.845 | 0.0070177 | 1450 | 1500 | max_daily_average_grid_connection_ratio | 0.0021749 | [{'constraint': 'max_daily_average_grid_connection_ratio', 'actual': 1.0021749204428017, 'target': 1.0, 'operator': '<=', 'violation': 0.0021749204428016533, 'scaled_violation': 0.0021749204428016533}] | maximum scale-free violation at first failed capacity | [1450.0, 1500.0] | [[0.0, 1450.0]] | FALSE | 2000
460 | 1.2366 | 3.5958 | 0.0040683 | 1350 | 1400 | max_local_connection_ratio | 0.012631 | [{'constraint': 'max_local_connection_ratio', 'actual': 1.0126312736371075, 'target': 1.0, 'operator': '<=', 'violation': 0.012631273637107476, 'scaled_violation': 0.012631273637107476}] | maximum scale-free violation at first failed capacity | [1350.0, 1400.0] | [[0.0, 1350.0]] | FALSE | 1900 | reclaimed_water_substitution_ratio
461 | 1.3047 | 4.0584 | 0.0039908 | 1300 | 1350 | max_daily_average_grid_connection_ratio | 0.010283 | [{'constraint': 'max_daily_average_grid_connection_ratio', 'actual': 1.0102828264902586, 'target': 1.0, 'operator': '<=', 'violation': 0.010282826490258579, 'scaled_violation': 0.010282826490258579}] | maximum scale-free violation at first failed capacity | [1300.0, 1350.0] | [[0.0, 1300.0]] | FALSE | 1850 | reclaimed_water_substitution_ratio
462 | 1.345 | 4.4177 | 0.0023177 | 1300 | 1350 | max_daily_average_grid_connection_ratio | 0.029201 | [{'constraint': 'max_daily_average_grid_connection_ratio', 'actual': 1.0292009820861112, 'target': 1.0, 'operator': '<=', 'violation': 0.029200982086111216, 'scaled_violation': 0.029200982086111216}] | maximum scale-free violation at first failed capacity | [1300.0, 1350.0] | [[0.0, 1300.0]] | FALSE | 1800 | reclaimed_water_substitution_ratio
463 | 1.3378 | 6.7215 | 0.0049518 | 1250 | 1300 | max_daily_average_grid_connection_ratio | 0.0031869 | [{'constraint': 'max_daily_average_grid_connection_ratio', 'actual': 1.0031869408552923, 'target': 1.0, 'operator': '<=', 'violation': 0.003186940855292253, 'scaled_violation': 0.003186940855292253}] | maximum scale-free violation at first failed capacity | [1250.0, 1300.0] | [[0.0, 1250.0]] | FALSE | 1900 | reclaimed_water_substitution_ratio
464 | 1.1253 | 8.0657 | 0.0049467 | 1500 | 1550 | max_daily_average_grid_connection_ratio | 0.012192 | [{'constraint': 'max_daily_average_grid_connection_ratio', 'actual': 1.012191861462588, 'target': 1.0, 'operator': '<=', 'violation': 0.012191861462587994, 'scaled_violation': 0.012191861462587994}] | maximum scale-free violation at first failed capacity | [1500.0, 1550.0] | [[0.0, 1500.0]] | FALSE | 2000
465 | 1.295 | 8.9507 | 0.0024691 | 1350 | 1400 | max_daily_average_grid_connection_ratio | 0.029334 | [{'constraint': 'max_daily_average_grid_connection_ratio', 'actual': 1.029334488394264, 'target': 1.0, 'operator': '<=', 'violation': 0.02933448839426389, 'scaled_violation': 0.02933448839426389}] | maximum scale-free violation at first failed capacity | [1350.0, 1400.0] | [[0.0, 1350.0]] | FALSE | 1950 | reclaimed_water_substitution_ratio
466 | 1.1444 | 6.0794 | 0.0077674 | 1450 | 1500 | max_daily_average_grid_connection_ratio | 0.016951 | [{'constraint': 'max_daily_average_grid_connection_ratio', 'actual': 1.016951388034877, 'target': 1.0, 'operator': '<=', 'violation': 0.016951388034877057, 'scaled_violation': 0.016951388034877057}] | maximum scale-free violation at first failed capacity | [1450.0, 1500.0] | [[0.0, 1450.0]] | FALSE | 2000
467 | 1.1285 | 5.3021 | 0.00068548 | 1550 | 1600 | max_daily_average_grid_connection_ratio | 0.013335 | [{'constraint': 'max_daily_average_grid_connection_ratio', 'actual': 1.013334738783747, 'target': 1.0, 'operator': '<=', 'violation': 0.013334738783747024, 'scaled_violation': 0.013334738783747024}] | maximum scale-free violation at first failed capacity | [1550.0, 1600.0] | [[0.0, 1550.0]] | FALSE | 2000
468 | 1.1491 | 6.8668 | 0.0053511 | 1450 | 1500 | max_daily_average_grid_connection_ratio | 0.0025736 | [{'constraint': 'max_daily_average_grid_connection_ratio', 'actual': 1.0025735563722262, 'target': 1.0, 'operator': '<=', 'violation': 0.0025735563722262267, 'scaled_violation': 0.0025735563722262267}] | maximum scale-free violation at first failed capacity | [1450.0, 1500.0] | [[0.0, 1450.0]] | FALSE | 2000
469 | 1.2756 | 3.2644 | 0.0037836 | 1250 | 1300 | max_local_connection_ratio | 0.0036561 | [{'constraint': 'max_local_connection_ratio', 'actual': 1.0036561115340523, 'target': 1.0, 'operator': '<=', 'violation': 0.00365611153405232, 'scaled_violation': 0.00365611153405232}] | maximum scale-free violation at first failed capacity | [1250.0, 1300.0] | [[0.0, 1250.0]] | FALSE | 1800 | reclaimed_water_substitution_ratio
470 | 1.3264 | 6.176 | 0.0036767 | 1300 | 1350 | max_daily_average_grid_connection_ratio | 0.024494 | [{'constraint': 'max_daily_average_grid_connection_ratio', 'actual': 1.0244942411376972, 'target': 1.0, 'operator': '<=', 'violation': 0.02449424113769716, 'scaled_violation': 0.02449424113769716}] | maximum scale-free violation at first failed capacity | [1300.0, 1350.0] | [[0.0, 1300.0]] | FALSE | 1900 | reclaimed_water_substitution_ratio
471 | 1.1248 | 5.5135 | 0.0069672 | 1500 | 1550 | max_daily_average_grid_connection_ratio | 0.027643 | [{'constraint': 'max_daily_average_grid_connection_ratio', 'actual': 1.027642799487623, 'target': 1.0, 'operator': '<=', 'violation': 0.027642799487622938, 'scaled_violation': 0.027642799487622938}] | maximum scale-free violation at first failed capacity | [1500.0, 1550.0] | [[0.0, 1500.0]] | FALSE | 2000
472 | 1.2231 | 4.0612 | 0.0029594 | 1400 | 1450 | max_daily_average_grid_connection_ratio | 0.011504 | [{'constraint': 'max_daily_average_grid_connection_ratio', 'actual': 1.0115038185229144, 'target': 1.0, 'operator': '<=', 'violation': 0.011503818522914377, 'scaled_violation': 0.011503818522914377}] | maximum scale-free violation at first failed capacity | [1400.0, 1450.0] | [[0.0, 1400.0]] | FALSE | 1950 | reclaimed_water_substitution_ratio
473 | 1.3093 | 6.467 | 0.00082415 | 1350 | 1400 | max_daily_average_grid_connection_ratio | 0.028869 | [{'constraint': 'max_daily_average_grid_connection_ratio', 'actual': 1.0288693218118747, 'target': 1.0, 'operator': '<=', 'violation': 0.028869321811874737, 'scaled_violation': 0.028869321811874737}] | maximum scale-free violation at first failed capacity | [1350.0, 1400.0] | [[0.0, 1350.0]] | FALSE | 1900 | reclaimed_water_substitution_ratio
474 | 1.2909 | 7.1967 | 0.0043433 | 1300 | 1350 | max_daily_average_grid_connection_ratio | 0.0023068 | [{'constraint': 'max_daily_average_grid_connection_ratio', 'actual': 1.0023067667605643, 'target': 1.0, 'operator': '<=', 'violation': 0.002306766760564294, 'scaled_violation': 0.002306766760564294}] | maximum scale-free violation at first failed capacity | [1300.0, 1350.0] | [[0.0, 1300.0]] | FALSE | 2000
475 | 1.322 | 8.8436 | 0.0059712 | 1300 | 1350 | max_daily_average_grid_connection_ratio | 0.036844 | [{'constraint': 'max_daily_average_grid_connection_ratio', 'actual': 1.0368435145093837, 'target': 1.0, 'operator': '<=', 'violation': 0.036843514509383724, 'scaled_violation': 0.036843514509383724}] | maximum scale-free violation at first failed capacity | [1300.0, 1350.0] | [[0.0, 1300.0]] | FALSE | 1950 | reclaimed_water_substitution_ratio
476 | 1.1886 | 4.1115 | 0.0032709 | 1450 | 1500 | max_daily_average_grid_connection_ratio | 0.019893 | [{'constraint': 'max_daily_average_grid_connection_ratio', 'actual': 1.019893155114165, 'target': 1.0, 'operator': '<=', 'violation': 0.019893155114165006, 'scaled_violation': 0.019893155114165006}] | maximum scale-free violation at first failed capacity | [1450.0, 1500.0] | [[0.0, 1450.0]] | FALSE | 2000
477 | 1.1887 | 6.4607 | 0.0077504 | 1400 | 1450 | max_daily_average_grid_connection_ratio | 0.018799 | [{'constraint': 'max_daily_average_grid_connection_ratio', 'actual': 1.0187994835597936, 'target': 1.0, 'operator': '<=', 'violation': 0.01879948355979355, 'scaled_violation': 0.01879948355979355}] | maximum scale-free violation at first failed capacity | [1400.0, 1450.0] | [[0.0, 1400.0]] | FALSE | 2000
478 | 1.3376 | 8.0021 | 0.0032796 | 1300 | 1350 | max_daily_average_grid_connection_ratio | 0.030219 | [{'constraint': 'max_daily_average_grid_connection_ratio', 'actual': 1.0302190326249856, 'target': 1.0, 'operator': '<=', 'violation': 0.030219032624985598, 'scaled_violation': 0.030219032624985598}] | maximum scale-free violation at first failed capacity | [1300.0, 1350.0] | [[0.0, 1300.0]] | FALSE | 1900 | reclaimed_water_substitution_ratio
479 | 1.2437 | 4.5251 | 0.00076915 | 1400 | 1450 | max_daily_average_grid_connection_ratio | 0.012133 | [{'constraint': 'max_daily_average_grid_connection_ratio', 'actual': 1.0121325342744345, 'target': 1.0, 'operator': '<=', 'violation': 0.012132534274434503, 'scaled_violation': 0.012132534274434503}] | maximum scale-free violation at first failed capacity | [1400.0, 1450.0] | [[0.0, 1400.0]] | FALSE | 1950 | reclaimed_water_substitution_ratio
480 | 1.1867 | 5.8039 | 0.0019207 | 1450 | 1500 | max_daily_average_grid_connection_ratio | 0.0080337 | [{'constraint': 'max_daily_average_grid_connection_ratio', 'actual': 1.0080337062259646, 'target': 1.0, 'operator': '<=', 'violation': 0.008033706225964554, 'scaled_violation': 0.008033706225964554}] | maximum scale-free violation at first failed capacity | [1450.0, 1500.0] | [[0.0, 1450.0]] | FALSE | 2000
481 | 1.2108 | 4.8296 | 0.0049954 | 1400 | 1450 | max_daily_average_grid_connection_ratio | 0.016495 | [{'constraint': 'max_daily_average_grid_connection_ratio', 'actual': 1.0164949551829643, 'target': 1.0, 'operator': '<=', 'violation': 0.016494955182964288, 'scaled_violation': 0.016494955182964288}] | maximum scale-free violation at first failed capacity | [1400.0, 1450.0] | [[0.0, 1400.0]] | FALSE | 2000
482 | 1.3495 | 7.0597 | 0.0072148 | 1250 | 1300 | max_daily_average_grid_connection_ratio | 0.026566 | [{'constraint': 'max_daily_average_grid_connection_ratio', 'actual': 1.0265664884931882, 'target': 1.0, 'operator': '<=', 'violation': 0.02656648849318821, 'scaled_violation': 0.02656648849318821}] | maximum scale-free violation at first failed capacity | [1250.0, 1300.0] | [[0.0, 1250.0]] | FALSE | 1950 | reclaimed_water_substitution_ratio
483 | 1.3262 | 5.4439 | 0.0059797 | 1250 | 1300 | max_daily_average_grid_connection_ratio | 0.0015189 | [{'constraint': 'max_daily_average_grid_connection_ratio', 'actual': 1.001518858894592, 'target': 1.0, 'operator': '<=', 'violation': 0.0015188588945920234, 'scaled_violation': 0.0015188588945920234}] | maximum scale-free violation at first failed capacity | [1250.0, 1300.0] | [[0.0, 1250.0]] | FALSE | 1950 | reclaimed_water_substitution_ratio
484 | 1.147 | 5.0787 | 0.0023546 | 1500 | 1550 | max_daily_average_grid_connection_ratio | 0.010743 | [{'constraint': 'max_daily_average_grid_connection_ratio', 'actual': 1.01074320287799, 'target': 1.0, 'operator': '<=', 'violation': 0.01074320287798991, 'scaled_violation': 0.01074320287798991}] | maximum scale-free violation at first failed capacity | [1500.0, 1550.0] | [[0.0, 1500.0]] | FALSE | 2000
485 | 1.1572 | 6.075 | 0.0031464 | 1500 | 1550 | max_daily_average_grid_connection_ratio | 0.025734 | [{'constraint': 'max_daily_average_grid_connection_ratio', 'actual': 1.0257342244454208, 'target': 1.0, 'operator': '<=', 'violation': 0.02573422444542084, 'scaled_violation': 0.02573422444542084}] | maximum scale-free violation at first failed capacity | [1500.0, 1550.0] | [[0.0, 1500.0]] | FALSE | 2000
486 | 1.1471 | 3.6382 | 0.0073309 | 1450 | 1500 | max_local_connection_ratio | 0.029613 | [{'constraint': 'max_local_connection_ratio', 'actual': 1.0296133547894555, 'target': 1.0, 'operator': '<=', 'violation': 0.02961335478945548, 'scaled_violation': 0.02961335478945548}, {'constraint': 'max_daily_average_grid_connection_ratio', 'actual': 1.0158976583820254, 'target': 1.0, 'operator': '<=', 'violation': 0.015897658382025392, 'scaled_violation': 0.015897658382025392}, {'constraint': 'max_wtw_utilization', 'actual': 0.9512527249586953, 'target': 0.95, 'operator': '<=', 'violation': 0.0012527249586953282, 'scaled_violation': 0.0013186578512582403}] | maximum scale-free violation at first failed capacity | [1450.0, 1500.0] | [[0.0, 1450.0]] | FALSE | 2000
487 | 1.3456 | 8.9945 | 0.001283 | 1300 | 1350 | max_daily_average_grid_connection_ratio | 0.022659 | [{'constraint': 'max_daily_average_grid_connection_ratio', 'actual': 1.0226588695748997, 'target': 1.0, 'operator': '<=', 'violation': 0.02265886957489971, 'scaled_violation': 0.02265886957489971}] | maximum scale-free violation at first failed capacity | [1300.0, 1350.0] | [[0.0, 1300.0]] | FALSE | 1850 | reclaimed_water_substitution_ratio
488 | 1.2942 | 8.8366 | 0.0024704 | 1350 | 1400 | max_daily_average_grid_connection_ratio | 0.028758 | [{'constraint': 'max_daily_average_grid_connection_ratio', 'actual': 1.0287581194412863, 'target': 1.0, 'operator': '<=', 'violation': 0.028758119441286256, 'scaled_violation': 0.028758119441286256}] | maximum scale-free violation at first failed capacity | [1350.0, 1400.0] | [[0.0, 1350.0]] | FALSE | 1950 | reclaimed_water_substitution_ratio
489 | 1.2469 | 7.251 | 0.0030221 | 1400 | 1450 | max_daily_average_grid_connection_ratio | 0.031208 | [{'constraint': 'max_daily_average_grid_connection_ratio', 'actual': 1.0312077408798785, 'target': 1.0, 'operator': '<=', 'violation': 0.031207740879878543, 'scaled_violation': 0.031207740879878543}] | maximum scale-free violation at first failed capacity | [1400.0, 1450.0] | [[0.0, 1400.0]] | FALSE | 2000
490 | 1.1519 | 8.9335 | 0.0011287 | 1500 | 1550 | max_daily_average_grid_connection_ratio | 0.0053234 | [{'constraint': 'max_daily_average_grid_connection_ratio', 'actual': 1.005323354352942, 'target': 1.0, 'operator': '<=', 'violation': 0.005323354352942067, 'scaled_violation': 0.005323354352942067}] | maximum scale-free violation at first failed capacity | [1500.0, 1550.0] | [[0.0, 1500.0]] | FALSE | 2000
491 | 1.1672 | 7.6948 | 0.0035204 | 1450 | 1500 | max_daily_average_grid_connection_ratio | 0.0038808 | [{'constraint': 'max_daily_average_grid_connection_ratio', 'actual': 1.0038808250506823, 'target': 1.0, 'operator': '<=', 'violation': 0.003880825050682324, 'scaled_violation': 0.003880825050682324}] | maximum scale-free violation at first failed capacity | [1450.0, 1500.0] | [[0.0, 1450.0]] | FALSE | 2000
492 | 1.1824 | 4.0467 | 0.0054821 | 1450 | 1500 | max_daily_average_grid_connection_ratio | 0.031446 | [{'constraint': 'max_daily_average_grid_connection_ratio', 'actual': 1.0314462365874684, 'target': 1.0, 'operator': '<=', 'violation': 0.03144623658746837, 'scaled_violation': 0.03144623658746837}, {'constraint': 'max_local_connection_ratio', 'actual': 1.0097177628627247, 'target': 1.0, 'operator': '<=', 'violation': 0.009717762862724744, 'scaled_violation': 0.009717762862724744}] | maximum scale-free violation at first failed capacity | [1450.0, 1500.0] | [[0.0, 1450.0]] | FALSE | 2000
493 | 1.3386 | 7.1445 | 0.0069884 | 1250 | 1300 | max_daily_average_grid_connection_ratio | 0.017129 | [{'constraint': 'max_daily_average_grid_connection_ratio', 'actual': 1.0171291999872178, 'target': 1.0, 'operator': '<=', 'violation': 0.017129199987217847, 'scaled_violation': 0.017129199987217847}] | maximum scale-free violation at first failed capacity | [1250.0, 1300.0] | [[0.0, 1250.0]] | FALSE | 1950 | reclaimed_water_substitution_ratio
494 | 1.2163 | 8.6802 | 0.0026789 | 1400 | 1450 | max_daily_average_grid_connection_ratio | 0.0039362 | [{'constraint': 'max_daily_average_grid_connection_ratio', 'actual': 1.0039361637886652, 'target': 1.0, 'operator': '<=', 'violation': 0.003936163788665237, 'scaled_violation': 0.003936163788665237}] | maximum scale-free violation at first failed capacity | [1400.0, 1450.0] | [[0.0, 1400.0]] | FALSE | 2000
495 | 1.224 | 3.0904 | 0.0032902 | 1300 | 1350 | max_local_connection_ratio | 0.021311 | [{'constraint': 'max_local_connection_ratio', 'actual': 1.0213108091749366, 'target': 1.0, 'operator': '<=', 'violation': 0.02131080917493655, 'scaled_violation': 0.02131080917493655}] | maximum scale-free violation at first failed capacity | [1300.0, 1350.0] | [[0.0, 1300.0]] | FALSE | 1850 | reclaimed_water_substitution_ratio
496 | 1.3349 | 6.034 | 0.0075466 | 1250 | 1300 | max_daily_average_grid_connection_ratio | 0.018092 | [{'constraint': 'max_daily_average_grid_connection_ratio', 'actual': 1.0180921388704829, 'target': 1.0, 'operator': '<=', 'violation': 0.018092138870482888, 'scaled_violation': 0.018092138870482888}] | maximum scale-free violation at first failed capacity | [1250.0, 1300.0] | [[0.0, 1250.0]] | FALSE | 1950 | reclaimed_water_substitution_ratio
497 | 1.3108 | 4.9688 | 0.0052395 | 1300 | 1350 | max_daily_average_grid_connection_ratio | 0.023416 | [{'constraint': 'max_daily_average_grid_connection_ratio', 'actual': 1.0234156127557015, 'target': 1.0, 'operator': '<=', 'violation': 0.023415612755701476, 'scaled_violation': 0.023415612755701476}] | maximum scale-free violation at first failed capacity | [1300.0, 1350.0] | [[0.0, 1300.0]] | FALSE | 1900 | reclaimed_water_substitution_ratio
498 | 1.167 | 8.6416 | 0.0072273 | 1450 | 1500 | max_daily_average_grid_connection_ratio | 0.031762 | [{'constraint': 'max_daily_average_grid_connection_ratio', 'actual': 1.0317618439426728, 'target': 1.0, 'operator': '<=', 'violation': 0.031761843942672785, 'scaled_violation': 0.031761843942672785}] | maximum scale-free violation at first failed capacity | [1450.0, 1500.0] | [[0.0, 1450.0]] | FALSE | 2000
499 | 1.3083 | 5.4805 | 0.0040574 | 1300 | 1350 | max_daily_average_grid_connection_ratio | 0.013437 | [{'constraint': 'max_daily_average_grid_connection_ratio', 'actual': 1.013437050591214, 'target': 1.0, 'operator': '<=', 'violation': 0.013437050591214028, 'scaled_violation': 0.013437050591214028}] | maximum scale-free violation at first failed capacity | [1300.0, 1350.0] | [[0.0, 1300.0]] | FALSE | 1950 | reclaimed_water_substitution_ratio
500 | 1.1507 | 3.3802 | 0.0026244 | 1450 | 1500 | max_local_connection_ratio | 0.024011 | [{'constraint': 'max_local_connection_ratio', 'actual': 1.0240106811305347, 'target': 1.0, 'operator': '<=', 'violation': 0.024010681130534728, 'scaled_violation': 0.024010681130534728}] | maximum scale-free violation at first failed capacity | [1450.0, 1500.0] | [[0.0, 1450.0]] | FALSE | 2000
501 | 1.3208 | 8.8346 | 0.0048164 | 1300 | 1350 | max_daily_average_grid_connection_ratio | 0.028069 | [{'constraint': 'max_daily_average_grid_connection_ratio', 'actual': 1.0280694084762727, 'target': 1.0, 'operator': '<=', 'violation': 0.028069408476272706, 'scaled_violation': 0.028069408476272706}] | maximum scale-free violation at first failed capacity | [1300.0, 1350.0] | [[0.0, 1300.0]] | FALSE | 1950 | reclaimed_water_substitution_ratio
502 | 1.1821 | 4.2481 | 0.0019073 | 1450 | 1500 | max_daily_average_grid_connection_ratio | 0.0041446 | [{'constraint': 'max_daily_average_grid_connection_ratio', 'actual': 1.0041446432539596, 'target': 1.0, 'operator': '<=', 'violation': 0.004144643253959579, 'scaled_violation': 0.004144643253959579}] | maximum scale-free violation at first failed capacity | [1450.0, 1500.0] | [[0.0, 1450.0]] | FALSE | 2000
503 | 1.1681 | 3.2504 | 0.004321 | 1400 | 1450 | max_local_connection_ratio | 0.033615 | [{'constraint': 'max_local_connection_ratio', 'actual': 1.033614654743361, 'target': 1.0, 'operator': '<=', 'violation': 0.033614654743360894, 'scaled_violation': 0.033614654743360894}, {'constraint': 'max_wtw_utilization', 'actual': 0.9509891027620295, 'target': 0.95, 'operator': '<=', 'violation': 0.00098910276202957, 'scaled_violation': 0.0010411608021363896}] | maximum scale-free violation at first failed capacity | [1400.0, 1450.0] | [[0.0, 1400.0]] | FALSE | 1950 | reclaimed_water_substitution_ratio
504 | 1.1849 | 8.1701 | 0.0044117 | 1450 | 1500 | max_daily_average_grid_connection_ratio | 0.025438 | [{'constraint': 'max_daily_average_grid_connection_ratio', 'actual': 1.0254383515978478, 'target': 1.0, 'operator': '<=', 'violation': 0.025438351597847797, 'scaled_violation': 0.025438351597847797}] | maximum scale-free violation at first failed capacity | [1450.0, 1500.0] | [[0.0, 1450.0]] | FALSE | 2000
505 | 1.341 | 8.2198 | 0.0073451 | 1250 | 1300 | max_daily_average_grid_connection_ratio | 0.02125 | [{'constraint': 'max_daily_average_grid_connection_ratio', 'actual': 1.0212501943620615, 'target': 1.0, 'operator': '<=', 'violation': 0.021250194362061547, 'scaled_violation': 0.021250194362061547}] | maximum scale-free violation at first failed capacity | [1250.0, 1300.0] | [[0.0, 1250.0]] | FALSE | 1950 | reclaimed_water_substitution_ratio
506 | 1.2281 | 5.5655 | 0.0013091 | 1400 | 1450 | max_daily_average_grid_connection_ratio | 0.0034495 | [{'constraint': 'max_daily_average_grid_connection_ratio', 'actual': 1.003449509810444, 'target': 1.0, 'operator': '<=', 'violation': 0.003449509810443896, 'scaled_violation': 0.003449509810443896}] | maximum scale-free violation at first failed capacity | [1400.0, 1450.0] | [[0.0, 1400.0]] | FALSE | 2000
507 | 1.1812 | 6.3795 | 0.0070789 | 1400 | 1450 | max_daily_average_grid_connection_ratio | 0.0077605 | [{'constraint': 'max_daily_average_grid_connection_ratio', 'actual': 1.0077604960020987, 'target': 1.0, 'operator': '<=', 'violation': 0.007760496002098716, 'scaled_violation': 0.007760496002098716}] | maximum scale-free violation at first failed capacity | [1400.0, 1450.0] | [[0.0, 1400.0]] | FALSE | 2000
508 | 1.1973 | 5.9052 | 0.0047209 | 1400 | 1450 | max_daily_average_grid_connection_ratio | 0.003532 | [{'constraint': 'max_daily_average_grid_connection_ratio', 'actual': 1.0035319736820112, 'target': 1.0, 'operator': '<=', 'violation': 0.0035319736820111913, 'scaled_violation': 0.0035319736820111913}] | maximum scale-free violation at first failed capacity | [1400.0, 1450.0] | [[0.0, 1400.0]] | FALSE | 2000
509 | 1.335 | 6.4298 | 0.0037125 | 1300 | 1350 | max_daily_average_grid_connection_ratio | 0.03122 | [{'constraint': 'max_daily_average_grid_connection_ratio', 'actual': 1.031220416693106, 'target': 1.0, 'operator': '<=', 'violation': 0.031220416693106046, 'scaled_violation': 0.031220416693106046}] | maximum scale-free violation at first failed capacity | [1300.0, 1350.0] | [[0.0, 1300.0]] | FALSE | 1900 | reclaimed_water_substitution_ratio
510 | 1.2239 | 7.1283 | 0.0077618 | 1350 | 1400 | max_daily_average_grid_connection_ratio | 0.011234 | [{'constraint': 'max_daily_average_grid_connection_ratio', 'actual': 1.0112344934663426, 'target': 1.0, 'operator': '<=', 'violation': 0.011234493466342643, 'scaled_violation': 0.011234493466342643}] | maximum scale-free violation at first failed capacity | [1350.0, 1400.0] | [[0.0, 1350.0]] | FALSE | 2000
511 | 1.285 | 3.9076 | 0.0063024 | 1300 | 1350 | max_daily_average_grid_connection_ratio | 0.011185 | [{'constraint': 'max_daily_average_grid_connection_ratio', 'actual': 1.011185045048785, 'target': 1.0, 'operator': '<=', 'violation': 0.011185045048784925, 'scaled_violation': 0.011185045048784925}, {'constraint': 'max_local_connection_ratio', 'actual': 1.0006807822763324, 'target': 1.0, 'operator': '<=', 'violation': 0.0006807822763323923, 'scaled_violation': 0.0006807822763323923}] | maximum scale-free violation at first failed capacity | [1300.0, 1350.0] | [[0.0, 1300.0]] | FALSE | 1900 | reclaimed_water_substitution_ratio
512 | 1.1775 | 7.1898 | 0.0047807 | 1450 | 1500 | max_daily_average_grid_connection_ratio | 0.022034 | [{'constraint': 'max_daily_average_grid_connection_ratio', 'actual': 1.0220340055850812, 'target': 1.0, 'operator': '<=', 'violation': 0.022034005585081173, 'scaled_violation': 0.022034005585081173}] | maximum scale-free violation at first failed capacity | [1450.0, 1500.0] | [[0.0, 1450.0]] | FALSE | 2000
513 | 1.2735 | 3.3564 | 0.005377 | 1250 | 1300 | max_local_connection_ratio | 0.0018517 | [{'constraint': 'max_local_connection_ratio', 'actual': 1.001851666127419, 'target': 1.0, 'operator': '<=', 'violation': 0.0018516661274190493, 'scaled_violation': 0.0018516661274190493}] | maximum scale-free violation at first failed capacity | [1250.0, 1300.0] | [[0.0, 1250.0]] | FALSE | 1850 | reclaimed_water_substitution_ratio
514 | 1.3093 | 7.5853 | 0.0058685 | 1300 | 1350 | max_daily_average_grid_connection_ratio | 0.026533 | [{'constraint': 'max_daily_average_grid_connection_ratio', 'actual': 1.0265327107620916, 'target': 1.0, 'operator': '<=', 'violation': 0.026532710762091627, 'scaled_violation': 0.026532710762091627}] | maximum scale-free violation at first failed capacity | [1300.0, 1350.0] | [[0.0, 1300.0]] | FALSE | 1950 | reclaimed_water_substitution_ratio
515 | 1.2288 | 3.1308 | 0.0018456 | 1300 | 1350 | max_local_connection_ratio | 0.0087242 | [{'constraint': 'max_local_connection_ratio', 'actual': 1.0087242222775534, 'target': 1.0, 'operator': '<=', 'violation': 0.008724222277553428, 'scaled_violation': 0.008724222277553428}] | maximum scale-free violation at first failed capacity | [1300.0, 1350.0] | [[0.0, 1300.0]] | FALSE | 1800 | reclaimed_water_substitution_ratio
516 | 1.2072 | 5.9566 | 0.0053404 | 1400 | 1450 | max_daily_average_grid_connection_ratio | 0.016091 | [{'constraint': 'max_daily_average_grid_connection_ratio', 'actual': 1.0160911237863128, 'target': 1.0, 'operator': '<=', 'violation': 0.016091123786312833, 'scaled_violation': 0.016091123786312833}] | maximum scale-free violation at first failed capacity | [1400.0, 1450.0] | [[0.0, 1400.0]] | FALSE | 2000
517 | 1.2947 | 6.0116 | 0.0071684 | 1300 | 1350 | max_daily_average_grid_connection_ratio | 0.024448 | [{'constraint': 'max_daily_average_grid_connection_ratio', 'actual': 1.0244476100316096, 'target': 1.0, 'operator': '<=', 'violation': 0.024447610031609557, 'scaled_violation': 0.024447610031609557}] | maximum scale-free violation at first failed capacity | [1300.0, 1350.0] | [[0.0, 1300.0]] | FALSE | 2000
518 | 1.3527 | 3.5318 | 0.0075761 | 1200 | 1250 | max_local_connection_ratio | 0.015704 | [{'constraint': 'max_local_connection_ratio', 'actual': 1.0157043697855657, 'target': 1.0, 'operator': '<=', 'violation': 0.015704369785565664, 'scaled_violation': 0.015704369785565664}] | maximum scale-free violation at first failed capacity | [1200.0, 1250.0] | [[0.0, 1200.0]] | FALSE | 1750 | reclaimed_water_substitution_ratio
519 | 1.289 | 5.8056 | 0.0019502 | 1350 | 1400 | max_daily_average_grid_connection_ratio | 0.020993 | [{'constraint': 'max_daily_average_grid_connection_ratio', 'actual': 1.020992825783415, 'target': 1.0, 'operator': '<=', 'violation': 0.020992825783415103, 'scaled_violation': 0.020992825783415103}] | maximum scale-free violation at first failed capacity | [1350.0, 1400.0] | [[0.0, 1350.0]] | FALSE | 1950 | reclaimed_water_substitution_ratio
520 | 1.2029 | 8.8128 | 0.0060805 | 1400 | 1450 | max_daily_average_grid_connection_ratio | 0.01806 | [{'constraint': 'max_daily_average_grid_connection_ratio', 'actual': 1.0180597365865027, 'target': 1.0, 'operator': '<=', 'violation': 0.018059736586502728, 'scaled_violation': 0.018059736586502728}] | maximum scale-free violation at first failed capacity | [1400.0, 1450.0] | [[0.0, 1400.0]] | FALSE | 2000
521 | 1.2476 | 7.4926 | 0.0073788 | 1350 | 1400 | max_daily_average_grid_connection_ratio | 0.027006 | [{'constraint': 'max_daily_average_grid_connection_ratio', 'actual': 1.027006098132999, 'target': 1.0, 'operator': '<=', 'violation': 0.027006098132998924, 'scaled_violation': 0.027006098132998924}] | maximum scale-free violation at first failed capacity | [1350.0, 1400.0] | [[0.0, 1350.0]] | FALSE | 2000
522 | 1.2696 | 5.8821 | 0.00723 | 1300 | 1350 | max_daily_average_grid_connection_ratio | 0.0058928 | [{'constraint': 'max_daily_average_grid_connection_ratio', 'actual': 1.0058927652648988, 'target': 1.0, 'operator': '<=', 'violation': 0.005892765264898792, 'scaled_violation': 0.005892765264898792}] | maximum scale-free violation at first failed capacity | [1300.0, 1350.0] | [[0.0, 1300.0]] | FALSE | 2000
523 | 1.3525 | 6.7387 | 0.0043702 | 1250 | 1300 | max_daily_average_grid_connection_ratio | 0.010036 | [{'constraint': 'max_daily_average_grid_connection_ratio', 'actual': 1.0100364662052819, 'target': 1.0, 'operator': '<=', 'violation': 0.010036466205281869, 'scaled_violation': 0.010036466205281869}] | maximum scale-free violation at first failed capacity | [1250.0, 1300.0] | [[0.0, 1250.0]] | FALSE | 1900 | reclaimed_water_substitution_ratio
524 | 1.2873 | 5.4391 | 0.0032078 | 1350 | 1400 | max_daily_average_grid_connection_ratio | 0.028598 | [{'constraint': 'max_daily_average_grid_connection_ratio', 'actual': 1.0285981361321415, 'target': 1.0, 'operator': '<=', 'violation': 0.02859813613214146, 'scaled_violation': 0.02859813613214146}] | maximum scale-free violation at first failed capacity | [1350.0, 1400.0] | [[0.0, 1350.0]] | FALSE | 1950 | reclaimed_water_substitution_ratio
525 | 1.2888 | 3.4696 | 0.004188 | 1300 | 1350 | max_local_connection_ratio | 0.030756 | [{'constraint': 'max_local_connection_ratio', 'actual': 1.030756402531044, 'target': 1.0, 'operator': '<=', 'violation': 0.030756402531044058, 'scaled_violation': 0.030756402531044058}, {'constraint': 'max_wtw_utilization', 'actual': 0.9509997403608933, 'target': 0.95, 'operator': '<=', 'violation': 0.000999740360893342, 'scaled_violation': 0.0010523582746245705}] | maximum scale-free violation at first failed capacity | [1300.0, 1350.0] | [[0.0, 1300.0]] | FALSE | 1800 | reclaimed_water_substitution_ratio
526 | 1.1823 | 3.7095 | 0.001776 | 1450 | 1500 | max_local_connection_ratio | 0.0099841 | [{'constraint': 'max_local_connection_ratio', 'actual': 1.0099841253059663, 'target': 1.0, 'operator': '<=', 'violation': 0.009984125305966263, 'scaled_violation': 0.009984125305966263}, {'constraint': 'max_daily_average_grid_connection_ratio', 'actual': 1.0032456865788704, 'target': 1.0, 'operator': '<=', 'violation': 0.003245686578870366, 'scaled_violation': 0.003245686578870366}] | maximum scale-free violation at first failed capacity | [1450.0, 1500.0] | [[0.0, 1450.0]] | FALSE | 1950 | reclaimed_water_substitution_ratio
527 | 1.273 | 7.1327 | 0.0016957 | 1350 | 1400 | max_daily_average_grid_connection_ratio | 0.0066744 | [{'constraint': 'max_daily_average_grid_connection_ratio', 'actual': 1.00667444626966, 'target': 1.0, 'operator': '<=', 'violation': 0.006674446269659962, 'scaled_violation': 0.006674446269659962}] | maximum scale-free violation at first failed capacity | [1350.0, 1400.0] | [[0.0, 1350.0]] | FALSE | 1950 | reclaimed_water_substitution_ratio
528 | 1.274 | 6.3955 | 0.0032809 | 1350 | 1400 | max_daily_average_grid_connection_ratio | 0.018649 | [{'constraint': 'max_daily_average_grid_connection_ratio', 'actual': 1.0186492522019628, 'target': 1.0, 'operator': '<=', 'violation': 0.018649252201962785, 'scaled_violation': 0.018649252201962785}] | maximum scale-free violation at first failed capacity | [1350.0, 1400.0] | [[0.0, 1350.0]] | FALSE | 2000
529 | 1.272 | 7.5457 | 0.0025936 | 1350 | 1400 | max_daily_average_grid_connection_ratio | 0.012296 | [{'constraint': 'max_daily_average_grid_connection_ratio', 'actual': 1.012296259330573, 'target': 1.0, 'operator': '<=', 'violation': 0.0122962593305731, 'scaled_violation': 0.0122962593305731}] | maximum scale-free violation at first failed capacity | [1350.0, 1400.0] | [[0.0, 1350.0]] | FALSE | 2000
530 | 1.2548 | 4.295 | 0.0024798 | 1400 | 1450 | max_daily_average_grid_connection_ratio | 0.033672 | [{'constraint': 'max_daily_average_grid_connection_ratio', 'actual': 1.0336721075960291, 'target': 1.0, 'operator': '<=', 'violation': 0.03367210759602912, 'scaled_violation': 0.03367210759602912}] | maximum scale-free violation at first failed capacity | [1400.0, 1450.0] | [[0.0, 1400.0]] | FALSE | 1900 | reclaimed_water_substitution_ratio
531 | 1.1664 | 6.1053 | 0.0016415 | 1500 | 1550 | max_daily_average_grid_connection_ratio | 0.021937 | [{'constraint': 'max_daily_average_grid_connection_ratio', 'actual': 1.0219371097167167, 'target': 1.0, 'operator': '<=', 'violation': 0.021937109716716696, 'scaled_violation': 0.021937109716716696}] | maximum scale-free violation at first failed capacity | [1500.0, 1550.0] | [[0.0, 1500.0]] | FALSE | 2000
532 | 1.1673 | 7.6759 | 0.0016998 | 1500 | 1550 | max_daily_average_grid_connection_ratio | 0.023124 | [{'constraint': 'max_daily_average_grid_connection_ratio', 'actual': 1.0231243748473395, 'target': 1.0, 'operator': '<=', 'violation': 0.023124374847339535, 'scaled_violation': 0.023124374847339535}] | maximum scale-free violation at first failed capacity | [1500.0, 1550.0] | [[0.0, 1500.0]] | FALSE | 2000
533 | 1.2223 | 4.0043 | 0.0038765 | 1400 | 1450 | max_daily_average_grid_connection_ratio | 0.017568 | [{'constraint': 'max_daily_average_grid_connection_ratio', 'actual': 1.0175683665568243, 'target': 1.0, 'operator': '<=', 'violation': 0.017568366556824255, 'scaled_violation': 0.017568366556824255}] | maximum scale-free violation at first failed capacity | [1400.0, 1450.0] | [[0.0, 1400.0]] | FALSE | 1950 | reclaimed_water_substitution_ratio
534 | 1.2322 | 3.6147 | 0.0027042 | 1400 | 1450 | max_local_connection_ratio | 0.033075 | [{'constraint': 'max_local_connection_ratio', 'actual': 1.0330749126620222, 'target': 1.0, 'operator': '<=', 'violation': 0.03307491266202223, 'scaled_violation': 0.03307491266202223}, {'constraint': 'max_daily_average_grid_connection_ratio', 'actual': 1.0169839494615884, 'target': 1.0, 'operator': '<=', 'violation': 0.016983949461588432, 'scaled_violation': 0.016983949461588432}, {'constraint': 'max_wtw_utilization', 'actual': 0.9517985522182328, 'target': 0.95, 'operator': '<=', 'violation': 0.001798552218232885, 'scaled_violation': 0.0018932128612977738}] | maximum scale-free violation at first failed capacity | [1400.0, 1450.0] | [[0.0, 1400.0]] | FALSE | 1900 | reclaimed_water_substitution_ratio
535 | 1.1815 | 3.9283 | 0.0022426 | 1450 | 1500 | max_daily_average_grid_connection_ratio | 0.0061601 | [{'constraint': 'max_daily_average_grid_connection_ratio', 'actual': 1.0061601213988334, 'target': 1.0, 'operator': '<=', 'violation': 0.006160121398833374, 'scaled_violation': 0.006160121398833374}] | maximum scale-free violation at first failed capacity | [1450.0, 1500.0] | [[0.0, 1450.0]] | FALSE | 2000
536 | 1.3097 | 8.1017 | 0.0035972 | 1300 | 1350 | max_daily_average_grid_connection_ratio | 0.01134 | [{'constraint': 'max_daily_average_grid_connection_ratio', 'actual': 1.0113397994998763, 'target': 1.0, 'operator': '<=', 'violation': 0.01133979949987629, 'scaled_violation': 0.01133979949987629}] | maximum scale-free violation at first failed capacity | [1300.0, 1350.0] | [[0.0, 1300.0]] | FALSE | 1950 | reclaimed_water_substitution_ratio
537 | 1.2842 | 6.2703 | 0.0063042 | 1300 | 1350 | max_daily_average_grid_connection_ratio | 0.010585 | [{'constraint': 'max_daily_average_grid_connection_ratio', 'actual': 1.0105851118425773, 'target': 1.0, 'operator': '<=', 'violation': 0.010585111842577266, 'scaled_violation': 0.010585111842577266}] | maximum scale-free violation at first failed capacity | [1300.0, 1350.0] | [[0.0, 1300.0]] | FALSE | 2000
538 | 1.1341 | 3.5276 | 0.0069643 | 1450 | 1500 | max_local_connection_ratio | 0.027043 | [{'constraint': 'max_local_connection_ratio', 'actual': 1.027042975081842, 'target': 1.0, 'operator': '<=', 'violation': 0.027042975081841947, 'scaled_violation': 0.027042975081841947}, {'constraint': 'max_daily_average_grid_connection_ratio', 'actual': 1.0022086665857717, 'target': 1.0, 'operator': '<=', 'violation': 0.002208666585771679, 'scaled_violation': 0.002208666585771679}, {'constraint': 'max_wtw_utilization', 'actual': 0.9504645195961757, 'target': 0.95, 'operator': '<=', 'violation': 0.000464519596175772, 'scaled_violation': 0.0004889679959744969}] | maximum scale-free violation at first failed capacity | [1450.0, 1500.0] | [[0.0, 1450.0]] | FALSE | 2000
539 | 1.293 | 4.195 | 0.0048375 | 1300 | 1350 | max_daily_average_grid_connection_ratio | 0.0072296 | [{'constraint': 'max_daily_average_grid_connection_ratio', 'actual': 1.0072296244016434, 'target': 1.0, 'operator': '<=', 'violation': 0.007229624401643431, 'scaled_violation': 0.007229624401643431}] | maximum scale-free violation at first failed capacity | [1300.0, 1350.0] | [[0.0, 1300.0]] | FALSE | 1900 | reclaimed_water_substitution_ratio
540 | 1.1597 | 8.0371 | 0.0077557 | 1450 | 1500 | max_daily_average_grid_connection_ratio | 0.029641 | [{'constraint': 'max_daily_average_grid_connection_ratio', 'actual': 1.0296406934304068, 'target': 1.0, 'operator': '<=', 'violation': 0.02964069343040676, 'scaled_violation': 0.02964069343040676}] | maximum scale-free violation at first failed capacity | [1450.0, 1500.0] | [[0.0, 1450.0]] | FALSE | 2000
541 | 1.2186 | 5.8592 | 0.0044172 | 1400 | 1450 | max_daily_average_grid_connection_ratio | 0.01853 | [{'constraint': 'max_daily_average_grid_connection_ratio', 'actual': 1.0185302052249936, 'target': 1.0, 'operator': '<=', 'violation': 0.0185302052249936, 'scaled_violation': 0.0185302052249936}] | maximum scale-free violation at first failed capacity | [1400.0, 1450.0] | [[0.0, 1400.0]] | FALSE | 2000
542 | 1.344 | 4.0051 | 0.0052442 | 1250 | 1300 | max_daily_average_grid_connection_ratio | 0.0096367 | [{'constraint': 'max_daily_average_grid_connection_ratio', 'actual': 1.0096367390213192, 'target': 1.0, 'operator': '<=', 'violation': 0.00963673902131923, 'scaled_violation': 0.00963673902131923}] | maximum scale-free violation at first failed capacity | [1250.0, 1300.0] | [[0.0, 1250.0]] | FALSE | 1800 | reclaimed_water_substitution_ratio
543 | 1.1879 | 4.7242 | 0.0020849 | 1450 | 1500 | max_daily_average_grid_connection_ratio | 0.01032 | [{'constraint': 'max_daily_average_grid_connection_ratio', 'actual': 1.0103200023919403, 'target': 1.0, 'operator': '<=', 'violation': 0.010320002391940308, 'scaled_violation': 0.010320002391940308}] | maximum scale-free violation at first failed capacity | [1450.0, 1500.0] | [[0.0, 1450.0]] | FALSE | 2000
544 | 1.1709 | 4.0549 | 0.0056985 | 1450 | 1500 | max_daily_average_grid_connection_ratio | 0.023413 | [{'constraint': 'max_daily_average_grid_connection_ratio', 'actual': 1.0234125882471425, 'target': 1.0, 'operator': '<=', 'violation': 0.02341258824714254, 'scaled_violation': 0.02341258824714254}, {'constraint': 'max_local_connection_ratio', 'actual': 1.001239798047741, 'target': 1.0, 'operator': '<=', 'violation': 0.001239798047740992, 'scaled_violation': 0.001239798047740992}] | maximum scale-free violation at first failed capacity | [1450.0, 1500.0] | [[0.0, 1450.0]] | FALSE | 2000
545 | 1.2238 | 7.2254 | 0.00562 | 1400 | 1450 | max_daily_average_grid_connection_ratio | 0.031575 | [{'constraint': 'max_daily_average_grid_connection_ratio', 'actual': 1.0315753432330428, 'target': 1.0, 'operator': '<=', 'violation': 0.031575343233042785, 'scaled_violation': 0.031575343233042785}] | maximum scale-free violation at first failed capacity | [1400.0, 1450.0] | [[0.0, 1400.0]] | FALSE | 2000
546 | 1.2192 | 4.0659 | 0.0042532 | 1400 | 1450 | max_daily_average_grid_connection_ratio | 0.017836 | [{'constraint': 'max_daily_average_grid_connection_ratio', 'actual': 1.0178357274882186, 'target': 1.0, 'operator': '<=', 'violation': 0.0178357274882186, 'scaled_violation': 0.0178357274882186}] | maximum scale-free violation at first failed capacity | [1400.0, 1450.0] | [[0.0, 1400.0]] | FALSE | 2000
547 | 1.2612 | 3.4886 | 0.007892 | 1300 | 1350 | max_local_connection_ratio | 0.033252 | [{'constraint': 'max_local_connection_ratio', 'actual': 1.0332519995796514, 'target': 1.0, 'operator': '<=', 'violation': 0.033251999579651415, 'scaled_violation': 0.033251999579651415}, {'constraint': 'max_daily_average_grid_connection_ratio', 'actual': 1.0041304026808793, 'target': 1.0, 'operator': '<=', 'violation': 0.004130402680879275, 'scaled_violation': 0.004130402680879275}, {'constraint': 'max_wtw_utilization', 'actual': 0.951627422120125, 'target': 0.95, 'operator': '<=', 'violation': 0.0016274221201250105, 'scaled_violation': 0.0017130759159210637}] | maximum scale-free violation at first failed capacity | [1300.0, 1350.0] | [[0.0, 1300.0]] | FALSE | 1900 | reclaimed_water_substitution_ratio
548 | 1.3529 | 5.6991 | 0.002645 | 1300 | 1350 | max_daily_average_grid_connection_ratio | 0.037434 | [{'constraint': 'max_daily_average_grid_connection_ratio', 'actual': 1.0374341046882558, 'target': 1.0, 'operator': '<=', 'violation': 0.03743410468825581, 'scaled_violation': 0.03743410468825581}] | maximum scale-free violation at first failed capacity | [1300.0, 1350.0] | [[0.0, 1300.0]] | FALSE | 1850 | reclaimed_water_substitution_ratio
549 | 1.2247 | 4.3409 | 0.0066875 | 1350 | 1400 | max_daily_average_grid_connection_ratio | 0.004234 | [{'constraint': 'max_daily_average_grid_connection_ratio', 'actual': 1.0042339598906487, 'target': 1.0, 'operator': '<=', 'violation': 0.004233959890648675, 'scaled_violation': 0.004233959890648675}] | maximum scale-free violation at first failed capacity | [1350.0, 1400.0] | [[0.0, 1350.0]] | FALSE | 2000
550 | 1.1637 | 5.4911 | 0.0027605 | 1500 | 1550 | max_daily_average_grid_connection_ratio | 0.028328 | [{'constraint': 'max_daily_average_grid_connection_ratio', 'actual': 1.0283279674182193, 'target': 1.0, 'operator': '<=', 'violation': 0.028327967418219302, 'scaled_violation': 0.028327967418219302}] | maximum scale-free violation at first failed capacity | [1500.0, 1550.0] | [[0.0, 1500.0]] | FALSE | 2000
551 | 1.238 | 7.9005 | 0.00099399 | 1400 | 1450 | max_daily_average_grid_connection_ratio | 0.0091587 | [{'constraint': 'max_daily_average_grid_connection_ratio', 'actual': 1.0091586782298076, 'target': 1.0, 'operator': '<=', 'violation': 0.009158678229807649, 'scaled_violation': 0.009158678229807649}] | maximum scale-free violation at first failed capacity | [1400.0, 1450.0] | [[0.0, 1400.0]] | FALSE | 2000
552 | 1.2104 | 6.8782 | 0.0024963 | 1450 | 1500 | max_daily_average_grid_connection_ratio | 0.032242 | [{'constraint': 'max_daily_average_grid_connection_ratio', 'actual': 1.0322418080796734, 'target': 1.0, 'operator': '<=', 'violation': 0.03224180807967336, 'scaled_violation': 0.03224180807967336}] | maximum scale-free violation at first failed capacity | [1450.0, 1500.0] | [[0.0, 1450.0]] | FALSE | 2000
553 | 1.3586 | 4.3366 | 0.0025773 | 1250 | 1300 | max_daily_average_grid_connection_ratio | 0.0026802 | [{'constraint': 'max_daily_average_grid_connection_ratio', 'actual': 1.0026801779166472, 'target': 1.0, 'operator': '<=', 'violation': 0.0026801779166472084, 'scaled_violation': 0.0026801779166472084}] | maximum scale-free violation at first failed capacity | [1250.0, 1300.0] | [[0.0, 1250.0]] | FALSE | 1750 | reclaimed_water_substitution_ratio
554 | 1.3426 | 6.0657 | 0.00077841 | 1300 | 1350 | max_daily_average_grid_connection_ratio | 0.016903 | [{'constraint': 'max_daily_average_grid_connection_ratio', 'actual': 1.0169028619689708, 'target': 1.0, 'operator': '<=', 'violation': 0.01690286196897084, 'scaled_violation': 0.01690286196897084}] | maximum scale-free violation at first failed capacity | [1300.0, 1350.0] | [[0.0, 1300.0]] | FALSE | 1850 | reclaimed_water_substitution_ratio
555 | 1.1894 | 5.7151 | 0.00067701 | 1450 | 1500 | max_daily_average_grid_connection_ratio | 0.00087139 | [{'constraint': 'max_daily_average_grid_connection_ratio', 'actual': 1.0008713904743962, 'target': 1.0, 'operator': '<=', 'violation': 0.0008713904743962164, 'scaled_violation': 0.0008713904743962164}] | maximum scale-free violation at first failed capacity | [1450.0, 1500.0] | [[0.0, 1450.0]] | FALSE | 2000
556 | 1.3031 | 7.1907 | 0.0027063 | 1300 | 1350 | max_daily_average_grid_connection_ratio | 0.00028017 | [{'constraint': 'max_daily_average_grid_connection_ratio', 'actual': 1.0002801741334795, 'target': 1.0, 'operator': '<=', 'violation': 0.0002801741334794716, 'scaled_violation': 0.0002801741334794716}] | maximum scale-free violation at first failed capacity | [1300.0, 1350.0] | [[0.0, 1300.0]] | FALSE | 1950 | reclaimed_water_substitution_ratio
557 | 1.2649 | 8.7488 | 0.0055835 | 1350 | 1400 | max_daily_average_grid_connection_ratio | 0.02786 | [{'constraint': 'max_daily_average_grid_connection_ratio', 'actual': 1.0278599733715266, 'target': 1.0, 'operator': '<=', 'violation': 0.02785997337152657, 'scaled_violation': 0.02785997337152657}] | maximum scale-free violation at first failed capacity | [1350.0, 1400.0] | [[0.0, 1350.0]] | FALSE | 2000
558 | 1.249 | 6.3552 | 0.006045 | 1350 | 1400 | max_daily_average_grid_connection_ratio | 0.018668 | [{'constraint': 'max_daily_average_grid_connection_ratio', 'actual': 1.0186680670894468, 'target': 1.0, 'operator': '<=', 'violation': 0.018668067089446794, 'scaled_violation': 0.018668067089446794}] | maximum scale-free violation at first failed capacity | [1350.0, 1400.0] | [[0.0, 1350.0]] | FALSE | 2000
559 | 1.243 | 8.4489 | 0.00068731 | 1400 | 1450 | max_daily_average_grid_connection_ratio | 0.010992 | [{'constraint': 'max_daily_average_grid_connection_ratio', 'actual': 1.0109924296252588, 'target': 1.0, 'operator': '<=', 'violation': 0.010992429625258815, 'scaled_violation': 0.010992429625258815}] | maximum scale-free violation at first failed capacity | [1400.0, 1450.0] | [[0.0, 1400.0]] | FALSE | 2000
560 | 1.252 | 3.8713 | 0.0051221 | 1350 | 1400 | max_daily_average_grid_connection_ratio | 0.01449 | [{'constraint': 'max_daily_average_grid_connection_ratio', 'actual': 1.0144897512342812, 'target': 1.0, 'operator': '<=', 'violation': 0.0144897512342812, 'scaled_violation': 0.0144897512342812}, {'constraint': 'max_local_connection_ratio', 'actual': 1.006956225044084, 'target': 1.0, 'operator': '<=', 'violation': 0.006956225044083997, 'scaled_violation': 0.006956225044083997}] | maximum scale-free violation at first failed capacity | [1350.0, 1400.0] | [[0.0, 1350.0]] | FALSE | 1950 | reclaimed_water_substitution_ratio
561 | 1.1991 | 3.6161 | 0.0054966 | 1400 | 1450 | max_local_connection_ratio | 0.026557 | [{'constraint': 'max_local_connection_ratio', 'actual': 1.0265571438107823, 'target': 1.0, 'operator': '<=', 'violation': 0.026557143810782335, 'scaled_violation': 0.026557143810782335}, {'constraint': 'max_daily_average_grid_connection_ratio', 'actual': 1.0107061284401122, 'target': 1.0, 'operator': '<=', 'violation': 0.010706128440112206, 'scaled_violation': 0.010706128440112206}, {'constraint': 'max_wtw_utilization', 'actual': 0.9505397772625223, 'target': 0.95, 'operator': '<=', 'violation': 0.0005397772625223007, 'scaled_violation': 0.0005681865921287377}] | maximum scale-free violation at first failed capacity | [1400.0, 1450.0] | [[0.0, 1400.0]] | FALSE | 2000
562 | 1.1207 | 4.952 | 0.0008558 | 1550 | 1600 | max_daily_average_grid_connection_ratio | 0.0077141 | [{'constraint': 'max_daily_average_grid_connection_ratio', 'actual': 1.0077140580539978, 'target': 1.0, 'operator': '<=', 'violation': 0.00771405805399783, 'scaled_violation': 0.00771405805399783}] | maximum scale-free violation at first failed capacity | [1550.0, 1600.0] | [[0.0, 1550.0]] | FALSE | 2000
563 | 1.2008 | 6.716 | 0.0046735 | 1400 | 1450 | max_daily_average_grid_connection_ratio | 0.005996 | [{'constraint': 'max_daily_average_grid_connection_ratio', 'actual': 1.0059960231268703, 'target': 1.0, 'operator': '<=', 'violation': 0.005996023126870309, 'scaled_violation': 0.005996023126870309}] | maximum scale-free violation at first failed capacity | [1400.0, 1450.0] | [[0.0, 1400.0]] | FALSE | 2000
564 | 1.3015 | 7.0342 | 0.0026703 | 1350 | 1400 | max_daily_average_grid_connection_ratio | 0.035833 | [{'constraint': 'max_daily_average_grid_connection_ratio', 'actual': 1.0358331330237311, 'target': 1.0, 'operator': '<=', 'violation': 0.035833133023731145, 'scaled_violation': 0.035833133023731145}] | maximum scale-free violation at first failed capacity | [1350.0, 1400.0] | [[0.0, 1350.0]] | FALSE | 1950 | reclaimed_water_substitution_ratio
565 | 1.2449 | 7.1311 | 0.0079071 | 1350 | 1400 | max_daily_average_grid_connection_ratio | 0.028629 | [{'constraint': 'max_daily_average_grid_connection_ratio', 'actual': 1.028629207184561, 'target': 1.0, 'operator': '<=', 'violation': 0.02862920718456108, 'scaled_violation': 0.02862920718456108}] | maximum scale-free violation at first failed capacity | [1350.0, 1400.0] | [[0.0, 1350.0]] | FALSE | 2000
566 | 1.3003 | 7.3648 | 0.0048647 | 1300 | 1350 | max_daily_average_grid_connection_ratio | 0.01289 | [{'constraint': 'max_daily_average_grid_connection_ratio', 'actual': 1.0128902104242783, 'target': 1.0, 'operator': '<=', 'violation': 0.012890210424278292, 'scaled_violation': 0.012890210424278292}] | maximum scale-free violation at first failed capacity | [1300.0, 1350.0] | [[0.0, 1300.0]] | FALSE | 1950 | reclaimed_water_substitution_ratio
567 | 1.3461 | 6.8038 | 0.0070554 | 1250 | 1300 | max_daily_average_grid_connection_ratio | 0.023013 | [{'constraint': 'max_daily_average_grid_connection_ratio', 'actual': 1.0230125129346386, 'target': 1.0, 'operator': '<=', 'violation': 0.023012512934638574, 'scaled_violation': 0.023012512934638574}] | maximum scale-free violation at first failed capacity | [1250.0, 1300.0] | [[0.0, 1250.0]] | FALSE | 1950 | reclaimed_water_substitution_ratio
568 | 1.1567 | 8.8031 | 0.0019949 | 1500 | 1550 | max_daily_average_grid_connection_ratio | 0.016304 | [{'constraint': 'max_daily_average_grid_connection_ratio', 'actual': 1.0163037263229648, 'target': 1.0, 'operator': '<=', 'violation': 0.01630372632296484, 'scaled_violation': 0.01630372632296484}] | maximum scale-free violation at first failed capacity | [1500.0, 1550.0] | [[0.0, 1500.0]] | FALSE | 2000
569 | 1.2281 | 7.0842 | 0.0022651 | 1400 | 1450 | max_daily_average_grid_connection_ratio | 0.010466 | [{'constraint': 'max_daily_average_grid_connection_ratio', 'actual': 1.0104662111380465, 'target': 1.0, 'operator': '<=', 'violation': 0.010466211138046466, 'scaled_violation': 0.010466211138046466}] | maximum scale-free violation at first failed capacity | [1400.0, 1450.0] | [[0.0, 1400.0]] | FALSE | 2000
570 | 1.3257 | 5.5803 | 0.004596 | 1300 | 1350 | max_daily_average_grid_connection_ratio | 0.030218 | [{'constraint': 'max_daily_average_grid_connection_ratio', 'actual': 1.0302178116573935, 'target': 1.0, 'operator': '<=', 'violation': 0.030217811657393456, 'scaled_violation': 0.030217811657393456}] | maximum scale-free violation at first failed capacity | [1300.0, 1350.0] | [[0.0, 1300.0]] | FALSE | 1900 | reclaimed_water_substitution_ratio
571 | 1.3517 | 3.2261 | 0.0041835 | 1200 | 1250 | max_local_connection_ratio | 0.028769 | [{'constraint': 'max_local_connection_ratio', 'actual': 1.0287690910798515, 'target': 1.0, 'operator': '<=', 'violation': 0.028769091079851483, 'scaled_violation': 0.028769091079851483}] | maximum scale-free violation at first failed capacity | [1200.0, 1250.0] | [[0.0, 1200.0]] | FALSE | 1700 | reclaimed_water_substitution_ratio
572 | 1.3309 | 7.8584 | 0.0040046 | 1300 | 1350 | max_daily_average_grid_connection_ratio | 0.030082 | [{'constraint': 'max_daily_average_grid_connection_ratio', 'actual': 1.0300819031442576, 'target': 1.0, 'operator': '<=', 'violation': 0.030081903144257627, 'scaled_violation': 0.030081903144257627}] | maximum scale-free violation at first failed capacity | [1300.0, 1350.0] | [[0.0, 1300.0]] | FALSE | 1900 | reclaimed_water_substitution_ratio
573 | 1.2802 | 3.0738 | 0.0023056 | 1250 | 1300 | max_local_connection_ratio | 0.022992 | [{'constraint': 'max_local_connection_ratio', 'actual': 1.022991713428453, 'target': 1.0, 'operator': '<=', 'violation': 0.022991713428452965, 'scaled_violation': 0.022991713428452965}] | maximum scale-free violation at first failed capacity | [1250.0, 1300.0] | [[0.0, 1250.0]] | FALSE | 1750 | reclaimed_water_substitution_ratio
574 | 1.3407 | 4.0261 | 0.005515 | 1250 | 1300 | max_daily_average_grid_connection_ratio | 0.0089833 | [{'constraint': 'max_daily_average_grid_connection_ratio', 'actual': 1.0089833001759259, 'target': 1.0, 'operator': '<=', 'violation': 0.008983300175925857, 'scaled_violation': 0.008983300175925857}] | maximum scale-free violation at first failed capacity | [1250.0, 1300.0] | [[0.0, 1250.0]] | FALSE | 1800 | reclaimed_water_substitution_ratio
575 | 1.2256 | 5.6479 | 0.0015946 | 1400 | 1450 | max_daily_average_grid_connection_ratio | 0.0035193 | [{'constraint': 'max_daily_average_grid_connection_ratio', 'actual': 1.0035192853400106, 'target': 1.0, 'operator': '<=', 'violation': 0.0035192853400105584, 'scaled_violation': 0.0035192853400105584}] | maximum scale-free violation at first failed capacity | [1400.0, 1450.0] | [[0.0, 1400.0]] | FALSE | 2000
576 | 1.346 | 8.8954 | 0.0031197 | 1300 | 1350 | max_daily_average_grid_connection_ratio | 0.035492 | [{'constraint': 'max_daily_average_grid_connection_ratio', 'actual': 1.0354921887300377, 'target': 1.0, 'operator': '<=', 'violation': 0.03549218873003768, 'scaled_violation': 0.03549218873003768}] | maximum scale-free violation at first failed capacity | [1300.0, 1350.0] | [[0.0, 1300.0]] | FALSE | 1850 | reclaimed_water_substitution_ratio
577 | 1.1825 | 4.3325 | 0.002181 | 1450 | 1500 | max_daily_average_grid_connection_ratio | 0.0065301 | [{'constraint': 'max_daily_average_grid_connection_ratio', 'actual': 1.0065301448001525, 'target': 1.0, 'operator': '<=', 'violation': 0.00653014480015246, 'scaled_violation': 0.00653014480015246}] | maximum scale-free violation at first failed capacity | [1450.0, 1500.0] | [[0.0, 1450.0]] | FALSE | 2000
578 | 1.187 | 5.5683 | 0.0014599 | 1450 | 1500 | max_daily_average_grid_connection_ratio | 0.0048401 | [{'constraint': 'max_daily_average_grid_connection_ratio', 'actual': 1.0048401394064514, 'target': 1.0, 'operator': '<=', 'violation': 0.004840139406451449, 'scaled_violation': 0.004840139406451449}] | maximum scale-free violation at first failed capacity | [1450.0, 1500.0] | [[0.0, 1450.0]] | FALSE | 2000
579 | 1.1579 | 5.1136 | 0.0020496 | 1500 | 1550 | max_daily_average_grid_connection_ratio | 0.017717 | [{'constraint': 'max_daily_average_grid_connection_ratio', 'actual': 1.0177165336506329, 'target': 1.0, 'operator': '<=', 'violation': 0.01771653365063286, 'scaled_violation': 0.01771653365063286}] | maximum scale-free violation at first failed capacity | [1500.0, 1550.0] | [[0.0, 1500.0]] | FALSE | 2000
580 | 1.2648 | 7.8155 | 0.003472 | 1350 | 1400 | max_daily_average_grid_connection_ratio | 0.012886 | [{'constraint': 'max_daily_average_grid_connection_ratio', 'actual': 1.012885779027645, 'target': 1.0, 'operator': '<=', 'violation': 0.012885779027645095, 'scaled_violation': 0.012885779027645095}] | maximum scale-free violation at first failed capacity | [1350.0, 1400.0] | [[0.0, 1350.0]] | FALSE | 2000
581 | 1.2576 | 4.1501 | 0.0063633 | 1350 | 1400 | max_daily_average_grid_connection_ratio | 0.027665 | [{'constraint': 'max_daily_average_grid_connection_ratio', 'actual': 1.027665207935619, 'target': 1.0, 'operator': '<=', 'violation': 0.027665207935618996, 'scaled_violation': 0.027665207935618996}] | maximum scale-free violation at first failed capacity | [1350.0, 1400.0] | [[0.0, 1350.0]] | FALSE | 1950 | reclaimed_water_substitution_ratio
582 | 1.3478 | 4.693 | 0.0043666 | 1250 | 1300 | max_daily_average_grid_connection_ratio | 0.0065792 | [{'constraint': 'max_daily_average_grid_connection_ratio', 'actual': 1.0065791716220902, 'target': 1.0, 'operator': '<=', 'violation': 0.0065791716220902074, 'scaled_violation': 0.0065791716220902074}] | maximum scale-free violation at first failed capacity | [1250.0, 1300.0] | [[0.0, 1250.0]] | FALSE | 1850 | reclaimed_water_substitution_ratio
583 | 1.1679 | 5.6958 | 0.0032278 | 1450 | 1500 | max_daily_average_grid_connection_ratio | 0.0022234 | [{'constraint': 'max_daily_average_grid_connection_ratio', 'actual': 1.0022234081506745, 'target': 1.0, 'operator': '<=', 'violation': 0.002223408150674455, 'scaled_violation': 0.002223408150674455}] | maximum scale-free violation at first failed capacity | [1450.0, 1500.0] | [[0.0, 1450.0]] | FALSE | 2000
584 | 1.1218 | 8.0605 | 0.00051447 | 1550 | 1600 | max_daily_average_grid_connection_ratio | 0.0059232 | [{'constraint': 'max_daily_average_grid_connection_ratio', 'actual': 1.0059231563117883, 'target': 1.0, 'operator': '<=', 'violation': 0.005923156311788302, 'scaled_violation': 0.005923156311788302}] | maximum scale-free violation at first failed capacity | [1550.0, 1600.0] | [[0.0, 1550.0]] | FALSE | 2000
585 | 1.2227 | 4.8165 | 0.0055043 | 1400 | 1450 | max_daily_average_grid_connection_ratio | 0.029817 | [{'constraint': 'max_daily_average_grid_connection_ratio', 'actual': 1.02981688217, 'target': 1.0, 'operator': '<=', 'violation': 0.029816882170000003, 'scaled_violation': 0.029816882170000003}] | maximum scale-free violation at first failed capacity | [1400.0, 1450.0] | [[0.0, 1400.0]] | FALSE | 2000
586 | 1.2437 | 3.0575 | 0.0018368 | 1300 | 1350 | max_local_connection_ratio | 0.031589 | [{'constraint': 'max_local_connection_ratio', 'actual': 1.0315892096722166, 'target': 1.0, 'operator': '<=', 'violation': 0.03158920967221657, 'scaled_violation': 0.03158920967221657}] | maximum scale-free violation at first failed capacity | [1300.0, 1350.0] | [[0.0, 1300.0]] | FALSE | 1750 | reclaimed_water_substitution_ratio
587 | 1.2555 | 7.0795 | 0.0020935 | 1400 | 1450 | max_daily_average_grid_connection_ratio | 0.031436 | [{'constraint': 'max_daily_average_grid_connection_ratio', 'actual': 1.0314360166833525, 'target': 1.0, 'operator': '<=', 'violation': 0.0314360166833525, 'scaled_violation': 0.0314360166833525}] | maximum scale-free violation at first failed capacity | [1400.0, 1450.0] | [[0.0, 1400.0]] | FALSE | 2000
588 | 1.3175 | 5.8719 | 0.0029076 | 1300 | 1350 | max_daily_average_grid_connection_ratio | 0.012517 | [{'constraint': 'max_daily_average_grid_connection_ratio', 'actual': 1.0125166564468322, 'target': 1.0, 'operator': '<=', 'violation': 0.012516656446832197, 'scaled_violation': 0.012516656446832197}] | maximum scale-free violation at first failed capacity | [1300.0, 1350.0] | [[0.0, 1300.0]] | FALSE | 1900 | reclaimed_water_substitution_ratio
589 | 1.1701 | 8.4031 | 0.0039209 | 1450 | 1500 | max_daily_average_grid_connection_ratio | 0.0093047 | [{'constraint': 'max_daily_average_grid_connection_ratio', 'actual': 1.009304733673701, 'target': 1.0, 'operator': '<=', 'violation': 0.009304733673701104, 'scaled_violation': 0.009304733673701104}] | maximum scale-free violation at first failed capacity | [1450.0, 1500.0] | [[0.0, 1450.0]] | FALSE | 2000
590 | 1.1641 | 7.9652 | 0.0049166 | 1450 | 1500 | max_daily_average_grid_connection_ratio | 0.011805 | [{'constraint': 'max_daily_average_grid_connection_ratio', 'actual': 1.0118051693744188, 'target': 1.0, 'operator': '<=', 'violation': 0.011805169374418778, 'scaled_violation': 0.011805169374418778}] | maximum scale-free violation at first failed capacity | [1450.0, 1500.0] | [[0.0, 1450.0]] | FALSE | 2000
591 | 1.1584 | 4.7612 | 0.0061583 | 1450 | 1500 | max_daily_average_grid_connection_ratio | 0.016462 | [{'constraint': 'max_daily_average_grid_connection_ratio', 'actual': 1.0164618688516198, 'target': 1.0, 'operator': '<=', 'violation': 0.01646186885161982, 'scaled_violation': 0.01646186885161982}] | maximum scale-free violation at first failed capacity | [1450.0, 1500.0] | [[0.0, 1450.0]] | FALSE | 2000
592 | 1.2123 | 7.9013 | 0.001234 | 1450 | 1500 | max_daily_average_grid_connection_ratio | 0.024306 | [{'constraint': 'max_daily_average_grid_connection_ratio', 'actual': 1.0243062127512863, 'target': 1.0, 'operator': '<=', 'violation': 0.024306212751286305, 'scaled_violation': 0.024306212751286305}] | maximum scale-free violation at first failed capacity | [1450.0, 1500.0] | [[0.0, 1450.0]] | FALSE | 2000
593 | 1.2446 | 5.7617 | 0.0033725 | 1400 | 1450 | max_daily_average_grid_connection_ratio | 0.031947 | [{'constraint': 'max_daily_average_grid_connection_ratio', 'actual': 1.0319468286262536, 'target': 1.0, 'operator': '<=', 'violation': 0.03194682862625364, 'scaled_violation': 0.03194682862625364}] | maximum scale-free violation at first failed capacity | [1400.0, 1450.0] | [[0.0, 1400.0]] | FALSE | 2000
594 | 1.2892 | 8.924 | 0.0020076 | 1350 | 1400 | max_daily_average_grid_connection_ratio | 0.021549 | [{'constraint': 'max_daily_average_grid_connection_ratio', 'actual': 1.0215491829258319, 'target': 1.0, 'operator': '<=', 'violation': 0.021549182925831856, 'scaled_violation': 0.021549182925831856}] | maximum scale-free violation at first failed capacity | [1350.0, 1400.0] | [[0.0, 1350.0]] | FALSE | 1950 | reclaimed_water_substitution_ratio
595 | 1.3548 | 5.2602 | 0.0032569 | 1250 | 1300 | max_daily_average_grid_connection_ratio | 0.0043947 | [{'constraint': 'max_daily_average_grid_connection_ratio', 'actual': 1.0043947141024274, 'target': 1.0, 'operator': '<=', 'violation': 0.004394714102427422, 'scaled_violation': 0.004394714102427422}] | maximum scale-free violation at first failed capacity | [1250.0, 1300.0] | [[0.0, 1250.0]] | FALSE | 1850 | reclaimed_water_substitution_ratio
596 | 1.1526 | 3.0378 | 0.0057647 | 1350 | 1400 | max_local_connection_ratio | 0.025589 | [{'constraint': 'max_local_connection_ratio', 'actual': 1.0255890928947298, 'target': 1.0, 'operator': '<=', 'violation': 0.02558909289472977, 'scaled_violation': 0.02558909289472977}] | maximum scale-free violation at first failed capacity | [1350.0, 1400.0] | [[0.0, 1350.0]] | FALSE | 2000
597 | 1.1319 | 4.2345 | 0.0026023 | 1550 | 1600 | max_daily_average_grid_connection_ratio | 0.031875 | [{'constraint': 'max_daily_average_grid_connection_ratio', 'actual': 1.0318746052193422, 'target': 1.0, 'operator': '<=', 'violation': 0.031874605219342156, 'scaled_violation': 0.031874605219342156}] | maximum scale-free violation at first failed capacity | [1550.0, 1600.0] | [[0.0, 1550.0]] | FALSE | 2000
598 | 1.2842 | 5.7733 | 0.0063943 | 1300 | 1350 | max_daily_average_grid_connection_ratio | 0.011258 | [{'constraint': 'max_daily_average_grid_connection_ratio', 'actual': 1.0112580209692956, 'target': 1.0, 'operator': '<=', 'violation': 0.011258020969295623, 'scaled_violation': 0.011258020969295623}] | maximum scale-free violation at first failed capacity | [1300.0, 1350.0] | [[0.0, 1300.0]] | FALSE | 2000
599 | 1.3449 | 5.8546 | 0.0014023 | 1300 | 1350 | max_daily_average_grid_connection_ratio | 0.022906 | [{'constraint': 'max_daily_average_grid_connection_ratio', 'actual': 1.0229058034998055, 'target': 1.0, 'operator': '<=', 'violation': 0.022905803499805533, 'scaled_violation': 0.022905803499805533}] | maximum scale-free violation at first failed capacity | [1300.0, 1350.0] | [[0.0, 1300.0]] | FALSE | 1850 | reclaimed_water_substitution_ratio
600 | 1.1364 | 4.719 | 0.001127 | 1550 | 1600 | max_daily_average_grid_connection_ratio | 0.023922 | [{'constraint': 'max_daily_average_grid_connection_ratio', 'actual': 1.0239224938425862, 'target': 1.0, 'operator': '<=', 'violation': 0.023922493842586157, 'scaled_violation': 0.023922493842586157}] | maximum scale-free violation at first failed capacity | [1550.0, 1600.0] | [[0.0, 1550.0]] | FALSE | 2000
601 | 1.2035 | 5.7125 | 0.0046585 | 1400 | 1450 | max_daily_average_grid_connection_ratio | 0.0081395 | [{'constraint': 'max_daily_average_grid_connection_ratio', 'actual': 1.0081395274710205, 'target': 1.0, 'operator': '<=', 'violation': 0.008139527471020536, 'scaled_violation': 0.008139527471020536}] | maximum scale-free violation at first failed capacity | [1400.0, 1450.0] | [[0.0, 1400.0]] | FALSE | 2000
602 | 1.3521 | 3.8234 | 0.0067372 | 1250 | 1300 | max_daily_average_grid_connection_ratio | 0.025322 | [{'constraint': 'max_daily_average_grid_connection_ratio', 'actual': 1.0253217275037398, 'target': 1.0, 'operator': '<=', 'violation': 0.025321727503739844, 'scaled_violation': 0.025321727503739844}, {'constraint': 'max_local_connection_ratio', 'actual': 1.0218302215447548, 'target': 1.0, 'operator': '<=', 'violation': 0.02183022154475478, 'scaled_violation': 0.02183022154475478}, {'constraint': 'max_wtw_utilization', 'actual': 0.950044562873736, 'target': 0.95, 'operator': '<=', 'violation': 4.456287373599821e-05, 'scaled_violation': 4.6908288143156015e-05}] | maximum scale-free violation at first failed capacity | [1250.0, 1300.0] | [[0.0, 1250.0]] | FALSE | 1800 | reclaimed_water_substitution_ratio
603 | 1.2241 | 4.6755 | 0.0032706 | 1400 | 1450 | max_daily_average_grid_connection_ratio | 0.014582 | [{'constraint': 'max_daily_average_grid_connection_ratio', 'actual': 1.0145818160462519, 'target': 1.0, 'operator': '<=', 'violation': 0.014581816046251861, 'scaled_violation': 0.014581816046251861}] | maximum scale-free violation at first failed capacity | [1400.0, 1450.0] | [[0.0, 1400.0]] | FALSE | 2000
604 | 1.3239 | 4.1604 | 0.0065452 | 1250 | 1300 | max_daily_average_grid_connection_ratio | 0.0035698 | [{'constraint': 'max_daily_average_grid_connection_ratio', 'actual': 1.0035698413355787, 'target': 1.0, 'operator': '<=', 'violation': 0.003569841335578694, 'scaled_violation': 0.003569841335578694}] | maximum scale-free violation at first failed capacity | [1250.0, 1300.0] | [[0.0, 1250.0]] | FALSE | 1850 | reclaimed_water_substitution_ratio
605 | 1.3345 | 8.1681 | 0.0046035 | 1300 | 1350 | max_daily_average_grid_connection_ratio | 0.036873 | [{'constraint': 'max_daily_average_grid_connection_ratio', 'actual': 1.0368726431405928, 'target': 1.0, 'operator': '<=', 'violation': 0.0368726431405928, 'scaled_violation': 0.0368726431405928}] | maximum scale-free violation at first failed capacity | [1300.0, 1350.0] | [[0.0, 1300.0]] | FALSE | 1900 | reclaimed_water_substitution_ratio
606 | 1.2832 | 5.1174 | 0.0064265 | 1300 | 1350 | max_daily_average_grid_connection_ratio | 0.010665 | [{'constraint': 'max_daily_average_grid_connection_ratio', 'actual': 1.0106654078242152, 'target': 1.0, 'operator': '<=', 'violation': 0.010665407824215212, 'scaled_violation': 0.010665407824215212}] | maximum scale-free violation at first failed capacity | [1300.0, 1350.0] | [[0.0, 1300.0]] | FALSE | 2000
607 | 1.1241 | 7.8186 | 0.0012845 | 1550 | 1600 | max_daily_average_grid_connection_ratio | 0.014224 | [{'constraint': 'max_daily_average_grid_connection_ratio', 'actual': 1.0142243277287861, 'target': 1.0, 'operator': '<=', 'violation': 0.014224327728786124, 'scaled_violation': 0.014224327728786124}] | maximum scale-free violation at first failed capacity | [1550.0, 1600.0] | [[0.0, 1550.0]] | FALSE | 2000
608 | 1.2544 | 8.9899 | 0.0078942 | 1350 | 1400 | max_daily_average_grid_connection_ratio | 0.036016 | [{'constraint': 'max_daily_average_grid_connection_ratio', 'actual': 1.036016408732805, 'target': 1.0, 'operator': '<=', 'violation': 0.03601640873280498, 'scaled_violation': 0.03601640873280498}] | maximum scale-free violation at first failed capacity | [1350.0, 1400.0] | [[0.0, 1350.0]] | FALSE | 2000
609 | 1.1604 | 4.8224 | 0.0039535 | 1450 | 1500 | max_daily_average_grid_connection_ratio | 0.0014517 | [{'constraint': 'max_daily_average_grid_connection_ratio', 'actual': 1.0014517386371409, 'target': 1.0, 'operator': '<=', 'violation': 0.0014517386371408758, 'scaled_violation': 0.0014517386371408758}] | maximum scale-free violation at first failed capacity | [1450.0, 1500.0] | [[0.0, 1450.0]] | FALSE | 2000
610 | 1.353 | 5.8377 | 0.002344 | 1300 | 1350 | max_daily_average_grid_connection_ratio | 0.035444 | [{'constraint': 'max_daily_average_grid_connection_ratio', 'actual': 1.0354442334212344, 'target': 1.0, 'operator': '<=', 'violation': 0.03544423342123437, 'scaled_violation': 0.03544423342123437}] | maximum scale-free violation at first failed capacity | [1300.0, 1350.0] | [[0.0, 1300.0]] | FALSE | 1850 | reclaimed_water_substitution_ratio
611 | 1.152 | 6.6053 | 0.0059865 | 1450 | 1500 | max_daily_average_grid_connection_ratio | 0.0097791 | [{'constraint': 'max_daily_average_grid_connection_ratio', 'actual': 1.0097790673949298, 'target': 1.0, 'operator': '<=', 'violation': 0.009779067394929841, 'scaled_violation': 0.009779067394929841}] | maximum scale-free violation at first failed capacity | [1450.0, 1500.0] | [[0.0, 1450.0]] | FALSE | 2000
612 | 1.3578 | 7.4987 | 0.0074679 | 1250 | 1300 | max_daily_average_grid_connection_ratio | 0.034226 | [{'constraint': 'max_daily_average_grid_connection_ratio', 'actual': 1.0342255546477401, 'target': 1.0, 'operator': '<=', 'violation': 0.03422555464774013, 'scaled_violation': 0.03422555464774013}] | maximum scale-free violation at first failed capacity | [1250.0, 1300.0] | [[0.0, 1250.0]] | FALSE | 1900 | reclaimed_water_substitution_ratio
613 | 1.309 | 3.7065 | 0.0013983 | 1300 | 1350 | max_local_connection_ratio | 0.0027817 | [{'constraint': 'max_local_connection_ratio', 'actual': 1.0027817238639516, 'target': 1.0, 'operator': '<=', 'violation': 0.0027817238639515907, 'scaled_violation': 0.0027817238639515907}] | maximum scale-free violation at first failed capacity | [1300.0, 1350.0] | [[0.0, 1300.0]] | FALSE | 1750 | reclaimed_water_substitution_ratio
614 | 1.2509 | 4.1134 | 0.0010277 | 1400 | 1450 | max_daily_average_grid_connection_ratio | 0.019855 | [{'constraint': 'max_daily_average_grid_connection_ratio', 'actual': 1.0198551704693455, 'target': 1.0, 'operator': '<=', 'violation': 0.019855170469345484, 'scaled_violation': 0.019855170469345484}] | maximum scale-free violation at first failed capacity | [1400.0, 1450.0] | [[0.0, 1400.0]] | FALSE | 1900 | reclaimed_water_substitution_ratio
615 | 1.2522 | 6.6794 | 0.0022936 | 1400 | 1450 | max_daily_average_grid_connection_ratio | 0.030165 | [{'constraint': 'max_daily_average_grid_connection_ratio', 'actual': 1.03016460240194, 'target': 1.0, 'operator': '<=', 'violation': 0.030164602401939966, 'scaled_violation': 0.030164602401939966}] | maximum scale-free violation at first failed capacity | [1400.0, 1450.0] | [[0.0, 1400.0]] | FALSE | 2000
616 | 1.1249 | 7.6568 | 0.0053012 | 1500 | 1550 | max_daily_average_grid_connection_ratio | 0.014651 | [{'constraint': 'max_daily_average_grid_connection_ratio', 'actual': 1.014650736664466, 'target': 1.0, 'operator': '<=', 'violation': 0.014650736664465924, 'scaled_violation': 0.014650736664465924}] | maximum scale-free violation at first failed capacity | [1500.0, 1550.0] | [[0.0, 1500.0]] | FALSE | 2000
617 | 1.1567 | 7.6668 | 0.0049872 | 1450 | 1500 | max_daily_average_grid_connection_ratio | 0.0061807 | [{'constraint': 'max_daily_average_grid_connection_ratio', 'actual': 1.0061806543687084, 'target': 1.0, 'operator': '<=', 'violation': 0.006180654368708405, 'scaled_violation': 0.006180654368708405}] | maximum scale-free violation at first failed capacity | [1450.0, 1500.0] | [[0.0, 1450.0]] | FALSE | 2000
618 | 1.3096 | 5.6121 | 0.0028813 | 1300 | 1350 | max_daily_average_grid_connection_ratio | 0.006407 | [{'constraint': 'max_daily_average_grid_connection_ratio', 'actual': 1.0064070274992623, 'target': 1.0, 'operator': '<=', 'violation': 0.006407027499262252, 'scaled_violation': 0.006407027499262252}] | maximum scale-free violation at first failed capacity | [1300.0, 1350.0] | [[0.0, 1300.0]] | FALSE | 1900 | reclaimed_water_substitution_ratio
619 | 1.1765 | 3.6915 | 0.0015323 | 1450 | 1500 | max_local_connection_ratio | 0.0049399 | [{'constraint': 'max_local_connection_ratio', 'actual': 1.0049399009038216, 'target': 1.0, 'operator': '<=', 'violation': 0.00493990090382157, 'scaled_violation': 0.00493990090382157}] | maximum scale-free violation at first failed capacity | [1450.0, 1500.0] | [[0.0, 1450.0]] | FALSE | 1950 | reclaimed_water_substitution_ratio
620 | 1.2581 | 8.6451 | 0.00060666 | 1400 | 1450 | max_daily_average_grid_connection_ratio | 0.022612 | [{'constraint': 'max_daily_average_grid_connection_ratio', 'actual': 1.0226117636355283, 'target': 1.0, 'operator': '<=', 'violation': 0.022611763635528304, 'scaled_violation': 0.022611763635528304}] | maximum scale-free violation at first failed capacity | [1400.0, 1450.0] | [[0.0, 1400.0]] | FALSE | 1950 | reclaimed_water_substitution_ratio
621 | 1.1663 | 4.9945 | 0.0053373 | 1450 | 1500 | max_daily_average_grid_connection_ratio | 0.016854 | [{'constraint': 'max_daily_average_grid_connection_ratio', 'actual': 1.0168543330041266, 'target': 1.0, 'operator': '<=', 'violation': 0.016854333004126643, 'scaled_violation': 0.016854333004126643}] | maximum scale-free violation at first failed capacity | [1450.0, 1500.0] | [[0.0, 1450.0]] | FALSE | 2000
622 | 1.1913 | 6.6222 | 0.0057667 | 1400 | 1450 | max_daily_average_grid_connection_ratio | 0.0063571 | [{'constraint': 'max_daily_average_grid_connection_ratio', 'actual': 1.0063571012200003, 'target': 1.0, 'operator': '<=', 'violation': 0.006357101220000327, 'scaled_violation': 0.006357101220000327}] | maximum scale-free violation at first failed capacity | [1400.0, 1450.0] | [[0.0, 1400.0]] | FALSE | 2000
623 | 1.3598 | 8.5541 | 0.0040778 | 1250 | 1300 | max_daily_average_grid_connection_ratio | 0.013416 | [{'constraint': 'max_daily_average_grid_connection_ratio', 'actual': 1.0134162377350744, 'target': 1.0, 'operator': '<=', 'violation': 0.013416237735074388, 'scaled_violation': 0.013416237735074388}] | maximum scale-free violation at first failed capacity | [1250.0, 1300.0] | [[0.0, 1250.0]] | FALSE | 1850 | reclaimed_water_substitution_ratio
624 | 1.1563 | 8.8576 | 0.0035033 | 1500 | 1550 | max_daily_average_grid_connection_ratio | 0.02774 | [{'constraint': 'max_daily_average_grid_connection_ratio', 'actual': 1.027739548744296, 'target': 1.0, 'operator': '<=', 'violation': 0.02773954874429596, 'scaled_violation': 0.02773954874429596}] | maximum scale-free violation at first failed capacity | [1500.0, 1550.0] | [[0.0, 1500.0]] | FALSE | 2000
625 | 1.3243 | 7.3703 | 0.0050167 | 1300 | 1350 | max_daily_average_grid_connection_ratio | 0.03202 | [{'constraint': 'max_daily_average_grid_connection_ratio', 'actual': 1.032019763930401, 'target': 1.0, 'operator': '<=', 'violation': 0.03201976393040096, 'scaled_violation': 0.03201976393040096}] | maximum scale-free violation at first failed capacity | [1300.0, 1350.0] | [[0.0, 1300.0]] | FALSE | 1950 | reclaimed_water_substitution_ratio
626 | 1.1458 | 4.085 | 0.0020165 | 1500 | 1550 | max_daily_average_grid_connection_ratio | 0.0070613 | [{'constraint': 'max_daily_average_grid_connection_ratio', 'actual': 1.0070612711302358, 'target': 1.0, 'operator': '<=', 'violation': 0.007061271130235802, 'scaled_violation': 0.007061271130235802}] | maximum scale-free violation at first failed capacity | [1500.0, 1550.0] | [[0.0, 1500.0]] | FALSE | 2000
627 | 1.3437 | 4.9007 | 0.0038635 | 1250 | 1300 | max_daily_average_grid_connection_ratio | 0.00032888 | [{'constraint': 'max_daily_average_grid_connection_ratio', 'actual': 1.000328883660552, 'target': 1.0, 'operator': '<=', 'violation': 0.0003288836605519485, 'scaled_violation': 0.0003288836605519485}] | maximum scale-free violation at first failed capacity | [1250.0, 1300.0] | [[0.0, 1250.0]] | FALSE | 1850 | reclaimed_water_substitution_ratio
628 | 1.228 | 8.5727 | 0.0055445 | 1400 | 1450 | max_daily_average_grid_connection_ratio | 0.03444 | [{'constraint': 'max_daily_average_grid_connection_ratio', 'actual': 1.0344403702596918, 'target': 1.0, 'operator': '<=', 'violation': 0.03444037025969182, 'scaled_violation': 0.03444037025969182}] | maximum scale-free violation at first failed capacity | [1400.0, 1450.0] | [[0.0, 1400.0]] | FALSE | 2000
629 | 1.2563 | 5.436 | 0.0066504 | 1350 | 1400 | max_daily_average_grid_connection_ratio | 0.028709 | [{'constraint': 'max_daily_average_grid_connection_ratio', 'actual': 1.0287094784890582, 'target': 1.0, 'operator': '<=', 'violation': 0.02870947848905825, 'scaled_violation': 0.02870947848905825}] | maximum scale-free violation at first failed capacity | [1350.0, 1400.0] | [[0.0, 1350.0]] | FALSE | 2000
630 | 1.1534 | 7.7917 | 0.0058002 | 1450 | 1500 | max_daily_average_grid_connection_ratio | 0.0095664 | [{'constraint': 'max_daily_average_grid_connection_ratio', 'actual': 1.0095663927166905, 'target': 1.0, 'operator': '<=', 'violation': 0.009566392716690464, 'scaled_violation': 0.009566392716690464}] | maximum scale-free violation at first failed capacity | [1450.0, 1500.0] | [[0.0, 1450.0]] | FALSE | 2000
631 | 1.2597 | 7.0932 | 0.0022197 | 1400 | 1450 | max_daily_average_grid_connection_ratio | 0.03571 | [{'constraint': 'max_daily_average_grid_connection_ratio', 'actual': 1.0357096014888962, 'target': 1.0, 'operator': '<=', 'violation': 0.03570960148889624, 'scaled_violation': 0.03570960148889624}] | maximum scale-free violation at first failed capacity | [1400.0, 1450.0] | [[0.0, 1400.0]] | FALSE | 2000
632 | 1.2092 | 4.4144 | 0.0058881 | 1400 | 1450 | max_daily_average_grid_connection_ratio | 0.02171 | [{'constraint': 'max_daily_average_grid_connection_ratio', 'actual': 1.0217096558927727, 'target': 1.0, 'operator': '<=', 'violation': 0.02170965589277274, 'scaled_violation': 0.02170965589277274}] | maximum scale-free violation at first failed capacity | [1400.0, 1450.0] | [[0.0, 1400.0]] | FALSE | 2000
633 | 1.1582 | 5.781 | 0.0030221 | 1500 | 1550 | max_daily_average_grid_connection_ratio | 0.025587 | [{'constraint': 'max_daily_average_grid_connection_ratio', 'actual': 1.0255872414671077, 'target': 1.0, 'operator': '<=', 'violation': 0.02558724146710767, 'scaled_violation': 0.02558724146710767}] | maximum scale-free violation at first failed capacity | [1500.0, 1550.0] | [[0.0, 1500.0]] | FALSE | 2000
634 | 1.2747 | 7.7091 | 0.0050909 | 1350 | 1400 | max_daily_average_grid_connection_ratio | 0.032037 | [{'constraint': 'max_daily_average_grid_connection_ratio', 'actual': 1.0320365792925876, 'target': 1.0, 'operator': '<=', 'violation': 0.03203657929258763, 'scaled_violation': 0.03203657929258763}] | maximum scale-free violation at first failed capacity | [1350.0, 1400.0] | [[0.0, 1350.0]] | FALSE | 2000
635 | 1.2908 | 7.786 | 0.0074646 | 1300 | 1350 | max_daily_average_grid_connection_ratio | 0.023529 | [{'constraint': 'max_daily_average_grid_connection_ratio', 'actual': 1.0235290904476708, 'target': 1.0, 'operator': '<=', 'violation': 0.02352909044767082, 'scaled_violation': 0.02352909044767082}] | maximum scale-free violation at first failed capacity | [1300.0, 1350.0] | [[0.0, 1300.0]] | FALSE | 2000
636 | 1.2492 | 3.2815 | 0.0014946 | 1300 | 1350 | max_local_connection_ratio | 0.0026078 | [{'constraint': 'max_local_connection_ratio', 'actual': 1.0026078061956978, 'target': 1.0, 'operator': '<=', 'violation': 0.0026078061956977816, 'scaled_violation': 0.0026078061956977816}] | maximum scale-free violation at first failed capacity | [1300.0, 1350.0] | [[0.0, 1300.0]] | FALSE | 1800 | reclaimed_water_substitution_ratio
637 | 1.3591 | 4.7911 | 0.0020172 | 1300 | 1350 | max_daily_average_grid_connection_ratio | 0.037825 | [{'constraint': 'max_daily_average_grid_connection_ratio', 'actual': 1.0378245717283519, 'target': 1.0, 'operator': '<=', 'violation': 0.03782457172835185, 'scaled_violation': 0.03782457172835185}] | maximum scale-free violation at first failed capacity | [1300.0, 1350.0] | [[0.0, 1300.0]] | FALSE | 1800 | reclaimed_water_substitution_ratio
638 | 1.2415 | 6.6275 | 0.0018569 | 1400 | 1450 | max_daily_average_grid_connection_ratio | 0.018352 | [{'constraint': 'max_daily_average_grid_connection_ratio', 'actual': 1.018352385947771, 'target': 1.0, 'operator': '<=', 'violation': 0.018352385947771, 'scaled_violation': 0.018352385947771}] | maximum scale-free violation at first failed capacity | [1400.0, 1450.0] | [[0.0, 1400.0]] | FALSE | 2000
639 | 1.2677 | 4.1568 | 0.0070199 | 1300 | 1350 | max_daily_average_grid_connection_ratio | 0.0030393 | [{'constraint': 'max_daily_average_grid_connection_ratio', 'actual': 1.0030393202281829, 'target': 1.0, 'operator': '<=', 'violation': 0.0030393202281828735, 'scaled_violation': 0.0030393202281828735}] | maximum scale-free violation at first failed capacity | [1300.0, 1350.0] | [[0.0, 1300.0]] | FALSE | 1950 | reclaimed_water_substitution_ratio
640 | 1.1204 | 7.8919 | 0.004489 | 1500 | 1550 | max_daily_average_grid_connection_ratio | 0.0043776 | [{'constraint': 'max_daily_average_grid_connection_ratio', 'actual': 1.0043776242942508, 'target': 1.0, 'operator': '<=', 'violation': 0.004377624294250815, 'scaled_violation': 0.004377624294250815}] | maximum scale-free violation at first failed capacity | [1500.0, 1550.0] | [[0.0, 1500.0]] | FALSE | 2000
641 | 1.3011 | 5.9543 | 0.0070684 | 1300 | 1350 | max_daily_average_grid_connection_ratio | 0.028582 | [{'constraint': 'max_daily_average_grid_connection_ratio', 'actual': 1.0285815909679297, 'target': 1.0, 'operator': '<=', 'violation': 0.02858159096792967, 'scaled_violation': 0.02858159096792967}] | maximum scale-free violation at first failed capacity | [1300.0, 1350.0] | [[0.0, 1300.0]] | FALSE | 2000
642 | 1.1773 | 6.9419 | 0.0016941 | 1500 | 1550 | max_daily_average_grid_connection_ratio | 0.031711 | [{'constraint': 'max_daily_average_grid_connection_ratio', 'actual': 1.0317107274324437, 'target': 1.0, 'operator': '<=', 'violation': 0.03171072743244374, 'scaled_violation': 0.03171072743244374}] | maximum scale-free violation at first failed capacity | [1500.0, 1550.0] | [[0.0, 1500.0]] | FALSE | 2000
643 | 1.2161 | 4.3264 | 0.0072323 | 1350 | 1400 | max_daily_average_grid_connection_ratio | 0.0014202 | [{'constraint': 'max_daily_average_grid_connection_ratio', 'actual': 1.001420186417247, 'target': 1.0, 'operator': '<=', 'violation': 0.0014201864172469492, 'scaled_violation': 0.0014201864172469492}] | maximum scale-free violation at first failed capacity | [1350.0, 1400.0] | [[0.0, 1350.0]] | FALSE | 2000
644 | 1.321 | 5.0985 | 0.002354 | 1300 | 1350 | max_daily_average_grid_connection_ratio | 0.011385 | [{'constraint': 'max_daily_average_grid_connection_ratio', 'actual': 1.0113852045748573, 'target': 1.0, 'operator': '<=', 'violation': 0.011385204574857255, 'scaled_violation': 0.011385204574857255}] | maximum scale-free violation at first failed capacity | [1300.0, 1350.0] | [[0.0, 1300.0]] | FALSE | 1850 | reclaimed_water_substitution_ratio
645 | 1.2159 | 8.0334 | 0.0066801 | 1400 | 1450 | max_daily_average_grid_connection_ratio | 0.032925 | [{'constraint': 'max_daily_average_grid_connection_ratio', 'actual': 1.0329249961309004, 'target': 1.0, 'operator': '<=', 'violation': 0.032924996130900386, 'scaled_violation': 0.032924996130900386}] | maximum scale-free violation at first failed capacity | [1400.0, 1450.0] | [[0.0, 1400.0]] | FALSE | 2000
646 | 1.287 | 6.6709 | 0.0038962 | 1350 | 1400 | max_daily_average_grid_connection_ratio | 0.03317 | [{'constraint': 'max_daily_average_grid_connection_ratio', 'actual': 1.033170278824621, 'target': 1.0, 'operator': '<=', 'violation': 0.03317027882462109, 'scaled_violation': 0.03317027882462109}] | maximum scale-free violation at first failed capacity | [1350.0, 1400.0] | [[0.0, 1350.0]] | FALSE | 2000
647 | 1.2127 | 8.7354 | 0.0010418 | 1450 | 1500 | max_daily_average_grid_connection_ratio | 0.023131 | [{'constraint': 'max_daily_average_grid_connection_ratio', 'actual': 1.0231309413612197, 'target': 1.0, 'operator': '<=', 'violation': 0.023130941361219737, 'scaled_violation': 0.023130941361219737}] | maximum scale-free violation at first failed capacity | [1450.0, 1500.0] | [[0.0, 1450.0]] | FALSE | 2000
648 | 1.2045 | 3.8883 | 0.0079574 | 1400 | 1450 | max_daily_average_grid_connection_ratio | 0.033048 | [{'constraint': 'max_daily_average_grid_connection_ratio', 'actual': 1.0330483498825938, 'target': 1.0, 'operator': '<=', 'violation': 0.03304834988259375, 'scaled_violation': 0.03304834988259375}, {'constraint': 'max_local_connection_ratio', 'actual': 1.023931627915988, 'target': 1.0, 'operator': '<=', 'violation': 0.02393162791598802, 'scaled_violation': 0.02393162791598802}, {'constraint': 'max_wtw_utilization', 'actual': 0.9506385463430275, 'target': 0.95, 'operator': '<=', 'violation': 0.0006385463430275129, 'scaled_violation': 0.0006721540452921189}] | maximum scale-free violation at first failed capacity | [1400.0, 1450.0] | [[0.0, 1400.0]] | FALSE | 2000
649 | 1.3302 | 7.2061 | 0.0034507 | 1300 | 1350 | max_daily_average_grid_connection_ratio | 0.025841 | [{'constraint': 'max_daily_average_grid_connection_ratio', 'actual': 1.0258405386757574, 'target': 1.0, 'operator': '<=', 'violation': 0.02584053867575742, 'scaled_violation': 0.02584053867575742}] | maximum scale-free violation at first failed capacity | [1300.0, 1350.0] | [[0.0, 1300.0]] | FALSE | 1900 | reclaimed_water_substitution_ratio
650 | 1.2308 | 5.7541 | 0.0025356 | 1400 | 1450 | max_daily_average_grid_connection_ratio | 0.01467 | [{'constraint': 'max_daily_average_grid_connection_ratio', 'actual': 1.0146697867303769, 'target': 1.0, 'operator': '<=', 'violation': 0.014669786730376888, 'scaled_violation': 0.014669786730376888}] | maximum scale-free violation at first failed capacity | [1400.0, 1450.0] | [[0.0, 1400.0]] | FALSE | 2000
651 | 1.257 | 4.7358 | 0.00076603 | 1400 | 1450 | max_daily_average_grid_connection_ratio | 0.022861 | [{'constraint': 'max_daily_average_grid_connection_ratio', 'actual': 1.02286148509359, 'target': 1.0, 'operator': '<=', 'violation': 0.022861485093589984, 'scaled_violation': 0.022861485093589984}] | maximum scale-free violation at first failed capacity | [1400.0, 1450.0] | [[0.0, 1400.0]] | FALSE | 1900 | reclaimed_water_substitution_ratio
652 | 1.323 | 5.0067 | 0.0035674 | 1300 | 1350 | max_daily_average_grid_connection_ratio | 0.021201 | [{'constraint': 'max_daily_average_grid_connection_ratio', 'actual': 1.021200544357856, 'target': 1.0, 'operator': '<=', 'violation': 0.02120054435785601, 'scaled_violation': 0.02120054435785601}] | maximum scale-free violation at first failed capacity | [1300.0, 1350.0] | [[0.0, 1300.0]] | FALSE | 1900 | reclaimed_water_substitution_ratio
653 | 1.2139 | 8.3441 | 0.0032995 | 1400 | 1450 | max_daily_average_grid_connection_ratio | 0.0065299 | [{'constraint': 'max_daily_average_grid_connection_ratio', 'actual': 1.0065298792228585, 'target': 1.0, 'operator': '<=', 'violation': 0.006529879222858526, 'scaled_violation': 0.006529879222858526}] | maximum scale-free violation at first failed capacity | [1400.0, 1450.0] | [[0.0, 1400.0]] | FALSE | 2000
654 | 1.2011 | 5.5935 | 0.0045364 | 1400 | 1450 | max_daily_average_grid_connection_ratio | 0.0052699 | [{'constraint': 'max_daily_average_grid_connection_ratio', 'actual': 1.0052699188023166, 'target': 1.0, 'operator': '<=', 'violation': 0.005269918802316642, 'scaled_violation': 0.005269918802316642}] | maximum scale-free violation at first failed capacity | [1400.0, 1450.0] | [[0.0, 1400.0]] | FALSE | 2000
655 | 1.3599 | 4.2034 | 0.0065919 | 1250 | 1300 | max_daily_average_grid_connection_ratio | 0.029992 | [{'constraint': 'max_daily_average_grid_connection_ratio', 'actual': 1.029991618771966, 'target': 1.0, 'operator': '<=', 'violation': 0.02999161877196599, 'scaled_violation': 0.02999161877196599}] | maximum scale-free violation at first failed capacity | [1250.0, 1300.0] | [[0.0, 1250.0]] | FALSE | 1800 | reclaimed_water_substitution_ratio
656 | 1.3094 | 7.6643 | 0.0025609 | 1300 | 1350 | max_daily_average_grid_connection_ratio | 0.0040593 | [{'constraint': 'max_daily_average_grid_connection_ratio', 'actual': 1.0040593409500917, 'target': 1.0, 'operator': '<=', 'violation': 0.00405934095009175, 'scaled_violation': 0.00405934095009175}] | maximum scale-free violation at first failed capacity | [1300.0, 1350.0] | [[0.0, 1300.0]] | FALSE | 1900 | reclaimed_water_substitution_ratio
657 | 1.2618 | 5.2804 | 0.0045315 | 1350 | 1400 | max_daily_average_grid_connection_ratio | 0.017964 | [{'constraint': 'max_daily_average_grid_connection_ratio', 'actual': 1.017963951857896, 'target': 1.0, 'operator': '<=', 'violation': 0.01796395185789601, 'scaled_violation': 0.01796395185789601}] | maximum scale-free violation at first failed capacity | [1350.0, 1400.0] | [[0.0, 1350.0]] | FALSE | 2000
658 | 1.2557 | 6.279 | 0.004343 | 1350 | 1400 | max_daily_average_grid_connection_ratio | 0.011898 | [{'constraint': 'max_daily_average_grid_connection_ratio', 'actual': 1.0118980032856622, 'target': 1.0, 'operator': '<=', 'violation': 0.011898003285662151, 'scaled_violation': 0.011898003285662151}] | maximum scale-free violation at first failed capacity | [1350.0, 1400.0] | [[0.0, 1350.0]] | FALSE | 2000
659 | 1.1695 | 5.65 | 0.0062206 | 1450 | 1500 | max_daily_average_grid_connection_ratio | 0.026241 | [{'constraint': 'max_daily_average_grid_connection_ratio', 'actual': 1.0262409129126862, 'target': 1.0, 'operator': '<=', 'violation': 0.026240912912686154, 'scaled_violation': 0.026240912912686154}] | maximum scale-free violation at first failed capacity | [1450.0, 1500.0] | [[0.0, 1450.0]] | FALSE | 2000
660 | 1.1469 | 3.2067 | 0.0033451 | 1400 | 1450 | max_local_connection_ratio | 0.01359 | [{'constraint': 'max_local_connection_ratio', 'actual': 1.0135903833970905, 'target': 1.0, 'operator': '<=', 'violation': 0.01359038339709051, 'scaled_violation': 0.01359038339709051}] | maximum scale-free violation at first failed capacity | [1400.0, 1450.0] | [[0.0, 1400.0]] | FALSE | 2000
661 | 1.2247 | 3.0133 | 0.0032412 | 1300 | 1350 | max_local_connection_ratio | 0.033289 | [{'constraint': 'max_local_connection_ratio', 'actual': 1.033288650661379, 'target': 1.0, 'operator': '<=', 'violation': 0.03328865066137898, 'scaled_violation': 0.03328865066137898}, {'constraint': 'max_wtw_utilization', 'actual': 0.9501417990163334, 'target': 0.95, 'operator': '<=', 'violation': 0.00014179901633348813, 'scaled_violation': 0.00014926212245630328}] | maximum scale-free violation at first failed capacity | [1300.0, 1350.0] | [[0.0, 1300.0]] | FALSE | 1800 | reclaimed_water_substitution_ratio
662 | 1.1681 | 4.5408 | 0.0027259 | 1500 | 1550 | max_daily_average_grid_connection_ratio | 0.031905 | [{'constraint': 'max_daily_average_grid_connection_ratio', 'actual': 1.031905491645123, 'target': 1.0, 'operator': '<=', 'violation': 0.03190549164512291, 'scaled_violation': 0.03190549164512291}] | maximum scale-free violation at first failed capacity | [1500.0, 1550.0] | [[0.0, 1500.0]] | FALSE | 2000
663 | 1.2862 | 4.791 | 0.0069764 | 1300 | 1350 | max_daily_average_grid_connection_ratio | 0.016686 | [{'constraint': 'max_daily_average_grid_connection_ratio', 'actual': 1.0166855497857026, 'target': 1.0, 'operator': '<=', 'violation': 0.01668554978570258, 'scaled_violation': 0.01668554978570258}] | maximum scale-free violation at first failed capacity | [1300.0, 1350.0] | [[0.0, 1300.0]] | FALSE | 2000
664 | 1.1875 | 8.9337 | 0.0033638 | 1450 | 1500 | max_daily_average_grid_connection_ratio | 0.019655 | [{'constraint': 'max_daily_average_grid_connection_ratio', 'actual': 1.0196546725156908, 'target': 1.0, 'operator': '<=', 'violation': 0.019654672515690752, 'scaled_violation': 0.019654672515690752}] | maximum scale-free violation at first failed capacity | [1450.0, 1500.0] | [[0.0, 1450.0]] | FALSE | 2000
665 | 1.3471 | 6.3555 | 0.0045006 | 1250 | 1300 | max_daily_average_grid_connection_ratio | 0.0069522 | [{'constraint': 'max_daily_average_grid_connection_ratio', 'actual': 1.0069522123419132, 'target': 1.0, 'operator': '<=', 'violation': 0.006952212341913233, 'scaled_violation': 0.006952212341913233}] | maximum scale-free violation at first failed capacity | [1250.0, 1300.0] | [[0.0, 1250.0]] | FALSE | 1900 | reclaimed_water_substitution_ratio
666 | 1.2626 | 3.8574 | 0.0021314 | 1350 | 1400 | max_daily_average_grid_connection_ratio | 0.0016868 | [{'constraint': 'max_daily_average_grid_connection_ratio', 'actual': 1.0016868094401488, 'target': 1.0, 'operator': '<=', 'violation': 0.001686809440148762, 'scaled_violation': 0.001686809440148762}] | maximum scale-free violation at first failed capacity | [1350.0, 1400.0] | [[0.0, 1350.0]] | FALSE | 1850 | reclaimed_water_substitution_ratio
667 | 1.1737 | 6.6937 | 0.0058905 | 1450 | 1500 | max_daily_average_grid_connection_ratio | 0.027211 | [{'constraint': 'max_daily_average_grid_connection_ratio', 'actual': 1.0272106705865929, 'target': 1.0, 'operator': '<=', 'violation': 0.027210670586592878, 'scaled_violation': 0.027210670586592878}] | maximum scale-free violation at first failed capacity | [1450.0, 1500.0] | [[0.0, 1450.0]] | FALSE | 2000
668 | 1.3049 | 7.067 | 0.0061137 | 1300 | 1350 | max_daily_average_grid_connection_ratio | 0.024932 | [{'constraint': 'max_daily_average_grid_connection_ratio', 'actual': 1.0249322661914921, 'target': 1.0, 'operator': '<=', 'violation': 0.024932266191492136, 'scaled_violation': 0.024932266191492136}] | maximum scale-free violation at first failed capacity | [1300.0, 1350.0] | [[0.0, 1300.0]] | FALSE | 2000
669 | 1.1499 | 6.3499 | 0.0053096 | 1450 | 1500 | max_daily_average_grid_connection_ratio | 0.0028864 | [{'constraint': 'max_daily_average_grid_connection_ratio', 'actual': 1.0028863514323043, 'target': 1.0, 'operator': '<=', 'violation': 0.0028863514323043127, 'scaled_violation': 0.0028863514323043127}] | maximum scale-free violation at first failed capacity | [1450.0, 1500.0] | [[0.0, 1450.0]] | FALSE | 2000
670 | 1.1704 | 7.0696 | 0.0057873 | 1450 | 1500 | max_daily_average_grid_connection_ratio | 0.023702 | [{'constraint': 'max_daily_average_grid_connection_ratio', 'actual': 1.0237017392062737, 'target': 1.0, 'operator': '<=', 'violation': 0.02370173920627372, 'scaled_violation': 0.02370173920627372}] | maximum scale-free violation at first failed capacity | [1450.0, 1500.0] | [[0.0, 1450.0]] | FALSE | 2000
671 | 1.3092 | 3.0448 | 0.0029428 | 1200 | 1250 | max_local_connection_ratio | 0.014257 | [{'constraint': 'max_local_connection_ratio', 'actual': 1.014257369339484, 'target': 1.0, 'operator': '<=', 'violation': 0.014257369339484072, 'scaled_violation': 0.014257369339484072}] | maximum scale-free violation at first failed capacity | [1200.0, 1250.0] | [[0.0, 1200.0]] | FALSE | 1700 | reclaimed_water_substitution_ratio
672 | 1.2858 | 5.4808 | 0.0072306 | 1300 | 1350 | max_daily_average_grid_connection_ratio | 0.018096 | [{'constraint': 'max_daily_average_grid_connection_ratio', 'actual': 1.0180964899365745, 'target': 1.0, 'operator': '<=', 'violation': 0.018096489936574534, 'scaled_violation': 0.018096489936574534}] | maximum scale-free violation at first failed capacity | [1300.0, 1350.0] | [[0.0, 1300.0]] | FALSE | 2000
673 | 1.1815 | 4.1122 | 0.0042322 | 1450 | 1500 | max_daily_average_grid_connection_ratio | 0.02125 | [{'constraint': 'max_daily_average_grid_connection_ratio', 'actual': 1.0212495722836454, 'target': 1.0, 'operator': '<=', 'violation': 0.021249572283645435, 'scaled_violation': 0.021249572283645435}] | maximum scale-free violation at first failed capacity | [1450.0, 1500.0] | [[0.0, 1450.0]] | FALSE | 2000
674 | 1.1673 | 6.7473 | 0.0049229 | 1450 | 1500 | max_daily_average_grid_connection_ratio | 0.014584 | [{'constraint': 'max_daily_average_grid_connection_ratio', 'actual': 1.0145839568438015, 'target': 1.0, 'operator': '<=', 'violation': 0.014583956843801538, 'scaled_violation': 0.014583956843801538}] | maximum scale-free violation at first failed capacity | [1450.0, 1500.0] | [[0.0, 1450.0]] | FALSE | 2000
675 | 1.2165 | 8.577 | 0.0029109 | 1400 | 1450 | max_daily_average_grid_connection_ratio | 0.0057871 | [{'constraint': 'max_daily_average_grid_connection_ratio', 'actual': 1.0057871001976, 'target': 1.0, 'operator': '<=', 'violation': 0.005787100197599981, 'scaled_violation': 0.005787100197599981}] | maximum scale-free violation at first failed capacity | [1400.0, 1450.0] | [[0.0, 1400.0]] | FALSE | 2000
676 | 1.1524 | 8.4686 | 0.0016376 | 1500 | 1550 | max_daily_average_grid_connection_ratio | 0.0097817 | [{'constraint': 'max_daily_average_grid_connection_ratio', 'actual': 1.009781707912219, 'target': 1.0, 'operator': '<=', 'violation': 0.009781707912219106, 'scaled_violation': 0.009781707912219106}] | maximum scale-free violation at first failed capacity | [1500.0, 1550.0] | [[0.0, 1500.0]] | FALSE | 2000
677 | 1.1909 | 8.5739 | 0.0070023 | 1400 | 1450 | max_daily_average_grid_connection_ratio | 0.015048 | [{'constraint': 'max_daily_average_grid_connection_ratio', 'actual': 1.015047981369624, 'target': 1.0, 'operator': '<=', 'violation': 0.015047981369624042, 'scaled_violation': 0.015047981369624042}] | maximum scale-free violation at first failed capacity | [1400.0, 1450.0] | [[0.0, 1400.0]] | FALSE | 2000
678 | 1.1991 | 4.5129 | 0.0017854 | 1450 | 1500 | max_daily_average_grid_connection_ratio | 0.017382 | [{'constraint': 'max_daily_average_grid_connection_ratio', 'actual': 1.0173820078746034, 'target': 1.0, 'operator': '<=', 'violation': 0.017382007874603422, 'scaled_violation': 0.017382007874603422}] | maximum scale-free violation at first failed capacity | [1450.0, 1500.0] | [[0.0, 1450.0]] | FALSE | 2000
679 | 1.2867 | 3.3546 | 0.0041053 | 1250 | 1300 | max_local_connection_ratio | 0.003352 | [{'constraint': 'max_local_connection_ratio', 'actual': 1.0033519706861447, 'target': 1.0, 'operator': '<=', 'violation': 0.0033519706861446785, 'scaled_violation': 0.0033519706861446785}] | maximum scale-free violation at first failed capacity | [1250.0, 1300.0] | [[0.0, 1250.0]] | FALSE | 1800 | reclaimed_water_substitution_ratio
680 | 1.1365 | 7.6628 | 0.0019912 | 1550 | 1600 | max_daily_average_grid_connection_ratio | 0.031003 | [{'constraint': 'max_daily_average_grid_connection_ratio', 'actual': 1.0310029287468563, 'target': 1.0, 'operator': '<=', 'violation': 0.031002928746856284, 'scaled_violation': 0.031002928746856284}] | maximum scale-free violation at first failed capacity | [1550.0, 1600.0] | [[0.0, 1550.0]] | FALSE | 2000
681 | 1.2419 | 6.2355 | 0.0038385 | 1400 | 1450 | max_daily_average_grid_connection_ratio | 0.033182 | [{'constraint': 'max_daily_average_grid_connection_ratio', 'actual': 1.0331819940870848, 'target': 1.0, 'operator': '<=', 'violation': 0.033181994087084776, 'scaled_violation': 0.033181994087084776}] | maximum scale-free violation at first failed capacity | [1400.0, 1450.0] | [[0.0, 1400.0]] | FALSE | 2000
682 | 1.1203 | 7.6281 | 0.0073705 | 1500 | 1550 | max_daily_average_grid_connection_ratio | 0.026926 | [{'constraint': 'max_daily_average_grid_connection_ratio', 'actual': 1.026925776699018, 'target': 1.0, 'operator': '<=', 'violation': 0.026925776699018078, 'scaled_violation': 0.026925776699018078}] | maximum scale-free violation at first failed capacity | [1500.0, 1550.0] | [[0.0, 1500.0]] | FALSE | 2000
683 | 1.1565 | 5.116 | 0.0075778 | 1450 | 1500 | max_daily_average_grid_connection_ratio | 0.02562 | [{'constraint': 'max_daily_average_grid_connection_ratio', 'actual': 1.0256204455490217, 'target': 1.0, 'operator': '<=', 'violation': 0.025620445549021653, 'scaled_violation': 0.025620445549021653}] | maximum scale-free violation at first failed capacity | [1450.0, 1500.0] | [[0.0, 1450.0]] | FALSE | 2000
684 | 1.2794 | 7.4397 | 0.0027938 | 1350 | 1400 | max_daily_average_grid_connection_ratio | 0.019443 | [{'constraint': 'max_daily_average_grid_connection_ratio', 'actual': 1.019443214042183, 'target': 1.0, 'operator': '<=', 'violation': 0.019443214042182966, 'scaled_violation': 0.019443214042182966}] | maximum scale-free violation at first failed capacity | [1350.0, 1400.0] | [[0.0, 1350.0]] | FALSE | 1950 | reclaimed_water_substitution_ratio
685 | 1.1689 | 3.1083 | 0.0015889 | 1400 | 1450 | max_local_connection_ratio | 0.032621 | [{'constraint': 'max_local_connection_ratio', 'actual': 1.032620791197229, 'target': 1.0, 'operator': '<=', 'violation': 0.03262079119722894, 'scaled_violation': 0.03262079119722894}, {'constraint': 'max_wtw_utilization', 'actual': 0.9502855695842551, 'target': 0.95, 'operator': '<=', 'violation': 0.0002855695842551853, 'scaled_violation': 0.00030059956237387926}] | maximum scale-free violation at first failed capacity | [1400.0, 1450.0] | [[0.0, 1400.0]] | FALSE | 1900 | reclaimed_water_substitution_ratio
686 | 1.1644 | 3.6258 | 0.00080674 | 1500 | 1550 | max_local_connection_ratio | 0.028584 | [{'constraint': 'max_local_connection_ratio', 'actual': 1.0285839554673366, 'target': 1.0, 'operator': '<=', 'violation': 0.028583955467336608, 'scaled_violation': 0.028583955467336608}, {'constraint': 'max_daily_average_grid_connection_ratio', 'actual': 1.0136683605907815, 'target': 1.0, 'operator': '<=', 'violation': 0.01366836059078147, 'scaled_violation': 0.01366836059078147}, {'constraint': 'max_wtw_utilization', 'actual': 0.9508772157466353, 'target': 0.95, 'operator': '<=', 'violation': 0.0008772157466353514, 'scaled_violation': 0.0009233849964582647}] | maximum scale-free violation at first failed capacity | [1500.0, 1550.0] | [[0.0, 1500.0]] | FALSE | 1950 | reclaimed_water_substitution_ratio
687 | 1.2567 | 8.404 | 0.0030469 | 1350 | 1400 | max_daily_average_grid_connection_ratio | 0.0035489 | [{'constraint': 'max_daily_average_grid_connection_ratio', 'actual': 1.0035489082550921, 'target': 1.0, 'operator': '<=', 'violation': 0.0035489082550921314, 'scaled_violation': 0.0035489082550921314}] | maximum scale-free violation at first failed capacity | [1350.0, 1400.0] | [[0.0, 1350.0]] | FALSE | 2000
688 | 1.2927 | 3.8467 | 0.0063399 | 1300 | 1350 | max_daily_average_grid_connection_ratio | 0.017263 | [{'constraint': 'max_daily_average_grid_connection_ratio', 'actual': 1.0172626621126843, 'target': 1.0, 'operator': '<=', 'violation': 0.017262662112684346, 'scaled_violation': 0.017262662112684346}, {'constraint': 'max_local_connection_ratio', 'actual': 1.0117905597798265, 'target': 1.0, 'operator': '<=', 'violation': 0.01179055977982646, 'scaled_violation': 0.01179055977982646}] | maximum scale-free violation at first failed capacity | [1300.0, 1350.0] | [[0.0, 1300.0]] | FALSE | 1900 | reclaimed_water_substitution_ratio
689 | 1.1962 | 7.2706 | 0.0031391 | 1450 | 1500 | max_daily_average_grid_connection_ratio | 0.025242 | [{'constraint': 'max_daily_average_grid_connection_ratio', 'actual': 1.025241537182943, 'target': 1.0, 'operator': '<=', 'violation': 0.025241537182943086, 'scaled_violation': 0.025241537182943086}] | maximum scale-free violation at first failed capacity | [1450.0, 1500.0] | [[0.0, 1450.0]] | FALSE | 2000
690 | 1.147 | 5.2424 | 0.00062167 | 1550 | 1600 | max_daily_average_grid_connection_ratio | 0.029317 | [{'constraint': 'max_daily_average_grid_connection_ratio', 'actual': 1.0293169675981633, 'target': 1.0, 'operator': '<=', 'violation': 0.029316967598163268, 'scaled_violation': 0.029316967598163268}] | maximum scale-free violation at first failed capacity | [1550.0, 1600.0] | [[0.0, 1550.0]] | FALSE | 2000
691 | 1.3431 | 4.5619 | 0.0077945 | 1250 | 1300 | max_daily_average_grid_connection_ratio | 0.025665 | [{'constraint': 'max_daily_average_grid_connection_ratio', 'actual': 1.025664555244497, 'target': 1.0, 'operator': '<=', 'violation': 0.025664555244496956, 'scaled_violation': 0.025664555244496956}] | maximum scale-free violation at first failed capacity | [1250.0, 1300.0] | [[0.0, 1250.0]] | FALSE | 1900 | reclaimed_water_substitution_ratio
692 | 1.1564 | 8.8635 | 0.0021397 | 1500 | 1550 | max_daily_average_grid_connection_ratio | 0.017159 | [{'constraint': 'max_daily_average_grid_connection_ratio', 'actual': 1.0171587909820392, 'target': 1.0, 'operator': '<=', 'violation': 0.017158790982039207, 'scaled_violation': 0.017158790982039207}] | maximum scale-free violation at first failed capacity | [1500.0, 1550.0] | [[0.0, 1500.0]] | FALSE | 2000
693 | 1.1432 | 6.9676 | 0.00054035 | 1550 | 1600 | max_daily_average_grid_connection_ratio | 0.025253 | [{'constraint': 'max_daily_average_grid_connection_ratio', 'actual': 1.0252526435640785, 'target': 1.0, 'operator': '<=', 'violation': 0.025252643564078525, 'scaled_violation': 0.025252643564078525}] | maximum scale-free violation at first failed capacity | [1550.0, 1600.0] | [[0.0, 1550.0]] | FALSE | 2000
694 | 1.3032 | 7.4579 | 0.0040215 | 1300 | 1350 | max_daily_average_grid_connection_ratio | 0.0093468 | [{'constraint': 'max_daily_average_grid_connection_ratio', 'actual': 1.0093467657057893, 'target': 1.0, 'operator': '<=', 'violation': 0.009346765705789295, 'scaled_violation': 0.009346765705789295}] | maximum scale-free violation at first failed capacity | [1300.0, 1350.0] | [[0.0, 1300.0]] | FALSE | 1950 | reclaimed_water_substitution_ratio
695 | 1.2109 | 3.6298 | 0.0036065 | 1400 | 1450 | max_local_connection_ratio | 0.020801 | [{'constraint': 'max_local_connection_ratio', 'actual': 1.02080107372434, 'target': 1.0, 'operator': '<=', 'violation': 0.020801073724340036, 'scaled_violation': 0.020801073724340036}, {'constraint': 'max_daily_average_grid_connection_ratio', 'actual': 1.006384785159692, 'target': 1.0, 'operator': '<=', 'violation': 0.006384785159692097, 'scaled_violation': 0.006384785159692097}] | maximum scale-free violation at first failed capacity | [1400.0, 1450.0] | [[0.0, 1400.0]] | FALSE | 1950 | reclaimed_water_substitution_ratio
696 | 1.2701 | 5.8398 | 0.0053047 | 1350 | 1400 | max_daily_average_grid_connection_ratio | 0.029974 | [{'constraint': 'max_daily_average_grid_connection_ratio', 'actual': 1.0299742059125199, 'target': 1.0, 'operator': '<=', 'violation': 0.02997420591251987, 'scaled_violation': 0.02997420591251987}] | maximum scale-free violation at first failed capacity | [1350.0, 1400.0] | [[0.0, 1350.0]] | FALSE | 2000
697 | 1.2666 | 4.6008 | 0.0043373 | 1350 | 1400 | max_daily_average_grid_connection_ratio | 0.020352 | [{'constraint': 'max_daily_average_grid_connection_ratio', 'actual': 1.020351564567482, 'target': 1.0, 'operator': '<=', 'violation': 0.020351564567482106, 'scaled_violation': 0.020351564567482106}] | maximum scale-free violation at first failed capacity | [1350.0, 1400.0] | [[0.0, 1350.0]] | FALSE | 1950 | reclaimed_water_substitution_ratio
698 | 1.3291 | 6.5447 | 0.0066834 | 1250 | 1300 | max_daily_average_grid_connection_ratio | 0.0082675 | [{'constraint': 'max_daily_average_grid_connection_ratio', 'actual': 1.0082674553810649, 'target': 1.0, 'operator': '<=', 'violation': 0.008267455381064881, 'scaled_violation': 0.008267455381064881}] | maximum scale-free violation at first failed capacity | [1250.0, 1300.0] | [[0.0, 1250.0]] | FALSE | 1950 | reclaimed_water_substitution_ratio
699 | 1.3292 | 7.0717 | 0.0041137 | 1300 | 1350 | max_daily_average_grid_connection_ratio | 0.029574 | [{'constraint': 'max_daily_average_grid_connection_ratio', 'actual': 1.0295741887762428, 'target': 1.0, 'operator': '<=', 'violation': 0.02957418877624285, 'scaled_violation': 0.02957418877624285}] | maximum scale-free violation at first failed capacity | [1300.0, 1350.0] | [[0.0, 1300.0]] | FALSE | 1900 | reclaimed_water_substitution_ratio
700 | 1.3211 | 4.402 | 0.0046085 | 1300 | 1350 | max_daily_average_grid_connection_ratio | 0.026851 | [{'constraint': 'max_daily_average_grid_connection_ratio', 'actual': 1.026850793273219, 'target': 1.0, 'operator': '<=', 'violation': 0.02685079327321893, 'scaled_violation': 0.02685079327321893}] | maximum scale-free violation at first failed capacity | [1300.0, 1350.0] | [[0.0, 1300.0]] | FALSE | 1850 | reclaimed_water_substitution_ratio
701 | 1.2963 | 8.3687 | 0.0054586 | 1300 | 1350 | max_daily_average_grid_connection_ratio | 0.013923 | [{'constraint': 'max_daily_average_grid_connection_ratio', 'actual': 1.0139227023291677, 'target': 1.0, 'operator': '<=', 'violation': 0.013922702329167702, 'scaled_violation': 0.013922702329167702}] | maximum scale-free violation at first failed capacity | [1300.0, 1350.0] | [[0.0, 1300.0]] | FALSE | 2000
702 | 1.1527 | 6.1585 | 0.005492 | 1450 | 1500 | max_daily_average_grid_connection_ratio | 0.0066666 | [{'constraint': 'max_daily_average_grid_connection_ratio', 'actual': 1.0066666425300177, 'target': 1.0, 'operator': '<=', 'violation': 0.006666642530017697, 'scaled_violation': 0.006666642530017697}] | maximum scale-free violation at first failed capacity | [1450.0, 1500.0] | [[0.0, 1450.0]] | FALSE | 2000
703 | 1.2945 | 6.0919 | 0.0047952 | 1300 | 1350 | max_daily_average_grid_connection_ratio | 0.0081107 | [{'constraint': 'max_daily_average_grid_connection_ratio', 'actual': 1.0081107178637054, 'target': 1.0, 'operator': '<=', 'violation': 0.00811071786370543, 'scaled_violation': 0.00811071786370543}] | maximum scale-free violation at first failed capacity | [1300.0, 1350.0] | [[0.0, 1300.0]] | FALSE | 2000
704 | 1.1886 | 6.6041 | 0.0054341 | 1400 | 1450 | max_daily_average_grid_connection_ratio | 0.0017016 | [{'constraint': 'max_daily_average_grid_connection_ratio', 'actual': 1.0017016139351356, 'target': 1.0, 'operator': '<=', 'violation': 0.0017016139351355708, 'scaled_violation': 0.0017016139351355708}] | maximum scale-free violation at first failed capacity | [1400.0, 1450.0] | [[0.0, 1400.0]] | FALSE | 2000
705 | 1.1509 | 8.921 | 0.0046235 | 1500 | 1550 | max_daily_average_grid_connection_ratio | 0.031844 | [{'constraint': 'max_daily_average_grid_connection_ratio', 'actual': 1.031844356787778, 'target': 1.0, 'operator': '<=', 'violation': 0.03184435678777797, 'scaled_violation': 0.03184435678777797}] | maximum scale-free violation at first failed capacity | [1500.0, 1550.0] | [[0.0, 1500.0]] | FALSE | 2000
706 | 1.1626 | 7.276 | 0.0036596 | 1450 | 1500 | max_daily_average_grid_connection_ratio | 0.0010348 | [{'constraint': 'max_daily_average_grid_connection_ratio', 'actual': 1.001034750563206, 'target': 1.0, 'operator': '<=', 'violation': 0.0010347505632060106, 'scaled_violation': 0.0010347505632060106}] | maximum scale-free violation at first failed capacity | [1450.0, 1500.0] | [[0.0, 1450.0]] | FALSE | 2000
707 | 1.1509 | 6.6695 | 0.0029806 | 1500 | 1550 | max_daily_average_grid_connection_ratio | 0.018949 | [{'constraint': 'max_daily_average_grid_connection_ratio', 'actual': 1.018948602226692, 'target': 1.0, 'operator': '<=', 'violation': 0.018948602226692035, 'scaled_violation': 0.018948602226692035}] | maximum scale-free violation at first failed capacity | [1500.0, 1550.0] | [[0.0, 1500.0]] | FALSE | 2000
708 | 1.2621 | 7.9014 | 0.005067 | 1350 | 1400 | max_daily_average_grid_connection_ratio | 0.022053 | [{'constraint': 'max_daily_average_grid_connection_ratio', 'actual': 1.0220527309186984, 'target': 1.0, 'operator': '<=', 'violation': 0.022052730918698416, 'scaled_violation': 0.022052730918698416}] | maximum scale-free violation at first failed capacity | [1350.0, 1400.0] | [[0.0, 1350.0]] | FALSE | 2000
709 | 1.2961 | 5.8898 | 0.0026674 | 1350 | 1400 | max_daily_average_grid_connection_ratio | 0.031621 | [{'constraint': 'max_daily_average_grid_connection_ratio', 'actual': 1.0316211089417417, 'target': 1.0, 'operator': '<=', 'violation': 0.03162110894174175, 'scaled_violation': 0.03162110894174175}] | maximum scale-free violation at first failed capacity | [1350.0, 1400.0] | [[0.0, 1350.0]] | FALSE | 1950 | reclaimed_water_substitution_ratio
710 | 1.1517 | 4.2231 | 0.00074693 | 1500 | 1550 | max_daily_average_grid_connection_ratio | 0.0021717 | [{'constraint': 'max_daily_average_grid_connection_ratio', 'actual': 1.0021717332223452, 'target': 1.0, 'operator': '<=', 'violation': 0.002171733222345207, 'scaled_violation': 0.002171733222345207}] | maximum scale-free violation at first failed capacity | [1500.0, 1550.0] | [[0.0, 1500.0]] | FALSE | 2000
711 | 1.1613 | 6.451 | 0.0076628 | 1450 | 1500 | max_daily_average_grid_connection_ratio | 0.03031 | [{'constraint': 'max_daily_average_grid_connection_ratio', 'actual': 1.0303103322735896, 'target': 1.0, 'operator': '<=', 'violation': 0.03031033227358959, 'scaled_violation': 0.03031033227358959}] | maximum scale-free violation at first failed capacity | [1450.0, 1500.0] | [[0.0, 1450.0]] | FALSE | 2000
712 | 1.1214 | 3.2128 | 0.0044522 | 1450 | 1500 | max_local_connection_ratio | 0.033926 | [{'constraint': 'max_local_connection_ratio', 'actual': 1.0339264087990894, 'target': 1.0, 'operator': '<=', 'violation': 0.03392640879908937, 'scaled_violation': 0.03392640879908937}, {'constraint': 'max_wtw_utilization', 'actual': 0.9509480260507172, 'target': 0.95, 'operator': '<=', 'violation': 0.0009480260507171989, 'scaled_violation': 0.000997922158649683}] | maximum scale-free violation at first failed capacity | [1450.0, 1500.0] | [[0.0, 1450.0]] | FALSE | 2000
713 | 1.132 | 8.4031 | 0.0041143 | 1500 | 1550 | max_daily_average_grid_connection_ratio | 0.011477 | [{'constraint': 'max_daily_average_grid_connection_ratio', 'actual': 1.0114766001445508, 'target': 1.0, 'operator': '<=', 'violation': 0.011476600144550764, 'scaled_violation': 0.011476600144550764}] | maximum scale-free violation at first failed capacity | [1500.0, 1550.0] | [[0.0, 1500.0]] | FALSE | 2000
714 | 1.1461 | 4.7843 | 0.0042373 | 1500 | 1550 | max_daily_average_grid_connection_ratio | 0.024698 | [{'constraint': 'max_daily_average_grid_connection_ratio', 'actual': 1.024697607386944, 'target': 1.0, 'operator': '<=', 'violation': 0.024697607386944043, 'scaled_violation': 0.024697607386944043}] | maximum scale-free violation at first failed capacity | [1500.0, 1550.0] | [[0.0, 1500.0]] | FALSE | 2000
715 | 1.2187 | 8.851 | 0.0013173 | 1450 | 1500 | max_daily_average_grid_connection_ratio | 0.030297 | [{'constraint': 'max_daily_average_grid_connection_ratio', 'actual': 1.030296796666907, 'target': 1.0, 'operator': '<=', 'violation': 0.03029679666690699, 'scaled_violation': 0.03029679666690699}] | maximum scale-free violation at first failed capacity | [1450.0, 1500.0] | [[0.0, 1450.0]] | FALSE | 2000
716 | 1.2304 | 7.4699 | 0.0067066 | 1350 | 1400 | max_daily_average_grid_connection_ratio | 0.0088532 | [{'constraint': 'max_daily_average_grid_connection_ratio', 'actual': 1.0088532235187102, 'target': 1.0, 'operator': '<=', 'violation': 0.008853223518710207, 'scaled_violation': 0.008853223518710207}] | maximum scale-free violation at first failed capacity | [1350.0, 1400.0] | [[0.0, 1350.0]] | FALSE | 2000
717 | 1.1617 | 5.3417 | 0.0047111 | 1450 | 1500 | max_daily_average_grid_connection_ratio | 0.0082819 | [{'constraint': 'max_daily_average_grid_connection_ratio', 'actual': 1.0082819023071812, 'target': 1.0, 'operator': '<=', 'violation': 0.008281902307181177, 'scaled_violation': 0.008281902307181177}] | maximum scale-free violation at first failed capacity | [1450.0, 1500.0] | [[0.0, 1450.0]] | FALSE | 2000
718 | 1.219 | 3.0846 | 0.0024388 | 1300 | 1350 | max_local_connection_ratio | 0.011784 | [{'constraint': 'max_local_connection_ratio', 'actual': 1.0117837596888857, 'target': 1.0, 'operator': '<=', 'violation': 0.011783759688885675, 'scaled_violation': 0.011783759688885675}] | maximum scale-free violation at first failed capacity | [1300.0, 1350.0] | [[0.0, 1300.0]] | FALSE | 1800 | reclaimed_water_substitution_ratio
719 | 1.142 | 8.0754 | 0.0069335 | 1450 | 1500 | max_daily_average_grid_connection_ratio | 0.0086059 | [{'constraint': 'max_daily_average_grid_connection_ratio', 'actual': 1.0086059071075535, 'target': 1.0, 'operator': '<=', 'violation': 0.00860590710755349, 'scaled_violation': 0.00860590710755349}] | maximum scale-free violation at first failed capacity | [1450.0, 1500.0] | [[0.0, 1450.0]] | FALSE | 2000
720 | 1.2771 | 7.4296 | 0.0058037 | 1300 | 1350 | max_daily_average_grid_connection_ratio | 0.0018744 | [{'constraint': 'max_daily_average_grid_connection_ratio', 'actual': 1.0018744254779235, 'target': 1.0, 'operator': '<=', 'violation': 0.0018744254779234915, 'scaled_violation': 0.0018744254779234915}] | maximum scale-free violation at first failed capacity | [1300.0, 1350.0] | [[0.0, 1300.0]] | FALSE | 2000
721 | 1.1537 | 7.1976 | 0.0067311 | 1450 | 1500 | max_daily_average_grid_connection_ratio | 0.016894 | [{'constraint': 'max_daily_average_grid_connection_ratio', 'actual': 1.0168937462150796, 'target': 1.0, 'operator': '<=', 'violation': 0.016893746215079553, 'scaled_violation': 0.016893746215079553}] | maximum scale-free violation at first failed capacity | [1450.0, 1500.0] | [[0.0, 1450.0]] | FALSE | 2000
722 | 1.2569 | 8.8321 | 0.0075906 | 1350 | 1400 | max_daily_average_grid_connection_ratio | 0.035819 | [{'constraint': 'max_daily_average_grid_connection_ratio', 'actual': 1.0358185676127454, 'target': 1.0, 'operator': '<=', 'violation': 0.03581856761274538, 'scaled_violation': 0.03581856761274538}] | maximum scale-free violation at first failed capacity | [1350.0, 1400.0] | [[0.0, 1350.0]] | FALSE | 2000
723 | 1.2662 | 8.3553 | 0.0064402 | 1350 | 1400 | max_daily_average_grid_connection_ratio | 0.034922 | [{'constraint': 'max_daily_average_grid_connection_ratio', 'actual': 1.0349215365281126, 'target': 1.0, 'operator': '<=', 'violation': 0.034921536528112584, 'scaled_violation': 0.034921536528112584}] | maximum scale-free violation at first failed capacity | [1350.0, 1400.0] | [[0.0, 1350.0]] | FALSE | 2000
724 | 1.2497 | 5.7473 | 0.0013485 | 1400 | 1450 | max_daily_average_grid_connection_ratio | 0.021212 | [{'constraint': 'max_daily_average_grid_connection_ratio', 'actual': 1.0212120656342745, 'target': 1.0, 'operator': '<=', 'violation': 0.02121206563427447, 'scaled_violation': 0.02121206563427447}] | maximum scale-free violation at first failed capacity | [1400.0, 1450.0] | [[0.0, 1400.0]] | FALSE | 2000
725 | 1.1796 | 8.5161 | 0.0058226 | 1450 | 1500 | max_daily_average_grid_connection_ratio | 0.031707 | [{'constraint': 'max_daily_average_grid_connection_ratio', 'actual': 1.0317068845679331, 'target': 1.0, 'operator': '<=', 'violation': 0.031706884567933136, 'scaled_violation': 0.031706884567933136}] | maximum scale-free violation at first failed capacity | [1450.0, 1500.0] | [[0.0, 1450.0]] | FALSE | 2000
726 | 1.2286 | 5.0431 | 0.0028978 | 1400 | 1450 | max_daily_average_grid_connection_ratio | 0.015552 | [{'constraint': 'max_daily_average_grid_connection_ratio', 'actual': 1.0155515457636362, 'target': 1.0, 'operator': '<=', 'violation': 0.015551545763636154, 'scaled_violation': 0.015551545763636154}] | maximum scale-free violation at first failed capacity | [1400.0, 1450.0] | [[0.0, 1400.0]] | FALSE | 2000
727 | 1.1472 | 5.1632 | 0.00188 | 1500 | 1550 | max_daily_average_grid_connection_ratio | 0.007157 | [{'constraint': 'max_daily_average_grid_connection_ratio', 'actual': 1.0071569846172697, 'target': 1.0, 'operator': '<=', 'violation': 0.007156984617269657, 'scaled_violation': 0.007156984617269657}] | maximum scale-free violation at first failed capacity | [1500.0, 1550.0] | [[0.0, 1500.0]] | FALSE | 2000
728 | 1.1886 | 6.0372 | 0.0046172 | 1450 | 1500 | max_daily_average_grid_connection_ratio | 0.030114 | [{'constraint': 'max_daily_average_grid_connection_ratio', 'actual': 1.030113723241236, 'target': 1.0, 'operator': '<=', 'violation': 0.030113723241236068, 'scaled_violation': 0.030113723241236068}] | maximum scale-free violation at first failed capacity | [1450.0, 1500.0] | [[0.0, 1450.0]] | FALSE | 2000
729 | 1.2754 | 4.3275 | 0.0020292 | 1350 | 1400 | max_daily_average_grid_connection_ratio | 0.010914 | [{'constraint': 'max_daily_average_grid_connection_ratio', 'actual': 1.0109137407551814, 'target': 1.0, 'operator': '<=', 'violation': 0.010913740755181367, 'scaled_violation': 0.010913740755181367}] | maximum scale-free violation at first failed capacity | [1350.0, 1400.0] | [[0.0, 1350.0]] | FALSE | 1900 | reclaimed_water_substitution_ratio
730 | 1.2588 | 8.325 | 0.0066896 | 1350 | 1400 | max_daily_average_grid_connection_ratio | 0.030949 | [{'constraint': 'max_daily_average_grid_connection_ratio', 'actual': 1.0309487715453536, 'target': 1.0, 'operator': '<=', 'violation': 0.03094877154535358, 'scaled_violation': 0.03094877154535358}] | maximum scale-free violation at first failed capacity | [1350.0, 1400.0] | [[0.0, 1350.0]] | FALSE | 2000
731 | 1.1557 | 3.1414 | 0.007983 | 1350 | 1400 | max_local_connection_ratio | 0.029855 | [{'constraint': 'max_local_connection_ratio', 'actual': 1.0298546703081375, 'target': 1.0, 'operator': '<=', 'violation': 0.029854670308137488, 'scaled_violation': 0.029854670308137488}] | maximum scale-free violation at first failed capacity | [1350.0, 1400.0] | [[0.0, 1350.0]] | FALSE | 2000
732 | 1.3366 | 5.2197 | 0.0021844 | 1300 | 1350 | max_daily_average_grid_connection_ratio | 0.021981 | [{'constraint': 'max_daily_average_grid_connection_ratio', 'actual': 1.021981179274884, 'target': 1.0, 'operator': '<=', 'violation': 0.021981179274884077, 'scaled_violation': 0.021981179274884077}] | maximum scale-free violation at first failed capacity | [1300.0, 1350.0] | [[0.0, 1300.0]] | FALSE | 1850 | reclaimed_water_substitution_ratio
733 | 1.1281 | 7.8201 | 0.0011355 | 1550 | 1600 | max_daily_average_grid_connection_ratio | 0.016559 | [{'constraint': 'max_daily_average_grid_connection_ratio', 'actual': 1.0165592001912127, 'target': 1.0, 'operator': '<=', 'violation': 0.01655920019121271, 'scaled_violation': 0.01655920019121271}] | maximum scale-free violation at first failed capacity | [1550.0, 1600.0] | [[0.0, 1550.0]] | FALSE | 2000
734 | 1.3481 | 3.7526 | 0.0072266 | 1250 | 1300 | max_local_connection_ratio | 0.028429 | [{'constraint': 'max_local_connection_ratio', 'actual': 1.028429347601413, 'target': 1.0, 'operator': '<=', 'violation': 0.028429347601413024, 'scaled_violation': 0.028429347601413024}, {'constraint': 'max_daily_average_grid_connection_ratio', 'actual': 1.025574524617903, 'target': 1.0, 'operator': '<=', 'violation': 0.025574524617903105, 'scaled_violation': 0.025574524617903105}, {'constraint': 'max_wtw_utilization', 'actual': 0.9512435330615764, 'target': 0.95, 'operator': '<=', 'violation': 0.0012435330615764295, 'scaled_violation': 0.001308982170080452}] | maximum scale-free violation at first failed capacity | [1250.0, 1300.0] | [[0.0, 1250.0]] | FALSE | 1800 | reclaimed_water_substitution_ratio
735 | 1.2854 | 5.8907 | 0.0042583 | 1350 | 1400 | max_daily_average_grid_connection_ratio | 0.034526 | [{'constraint': 'max_daily_average_grid_connection_ratio', 'actual': 1.0345258262824832, 'target': 1.0, 'operator': '<=', 'violation': 0.03452582628248324, 'scaled_violation': 0.03452582628248324}] | maximum scale-free violation at first failed capacity | [1350.0, 1400.0] | [[0.0, 1350.0]] | FALSE | 2000
736 | 1.2354 | 4.7708 | 0.0031279 | 1400 | 1450 | max_daily_average_grid_connection_ratio | 0.022735 | [{'constraint': 'max_daily_average_grid_connection_ratio', 'actual': 1.022735198277187, 'target': 1.0, 'operator': '<=', 'violation': 0.022735198277187063, 'scaled_violation': 0.022735198277187063}] | maximum scale-free violation at first failed capacity | [1400.0, 1450.0] | [[0.0, 1400.0]] | FALSE | 2000
737 | 1.3349 | 5.6056 | 0.0038549 | 1300 | 1350 | max_daily_average_grid_connection_ratio | 0.032083 | [{'constraint': 'max_daily_average_grid_connection_ratio', 'actual': 1.0320825588453006, 'target': 1.0, 'operator': '<=', 'violation': 0.032082558845300646, 'scaled_violation': 0.032082558845300646}] | maximum scale-free violation at first failed capacity | [1300.0, 1350.0] | [[0.0, 1300.0]] | FALSE | 1900 | reclaimed_water_substitution_ratio
738 | 1.338 | 6.3634 | 0.0013405 | 1300 | 1350 | max_daily_average_grid_connection_ratio | 0.01733 | [{'constraint': 'max_daily_average_grid_connection_ratio', 'actual': 1.0173295121149697, 'target': 1.0, 'operator': '<=', 'violation': 0.017329512114969692, 'scaled_violation': 0.017329512114969692}] | maximum scale-free violation at first failed capacity | [1300.0, 1350.0] | [[0.0, 1300.0]] | FALSE | 1850 | reclaimed_water_substitution_ratio
739 | 1.3361 | 4.4647 | 0.0021234 | 1300 | 1350 | max_daily_average_grid_connection_ratio | 0.0212 | [{'constraint': 'max_daily_average_grid_connection_ratio', 'actual': 1.0211998180649302, 'target': 1.0, 'operator': '<=', 'violation': 0.02119981806493021, 'scaled_violation': 0.02119981806493021}] | maximum scale-free violation at first failed capacity | [1300.0, 1350.0] | [[0.0, 1300.0]] | FALSE | 1800 | reclaimed_water_substitution_ratio
740 | 1.1465 | 8.3989 | 0.0063939 | 1450 | 1500 | max_daily_average_grid_connection_ratio | 0.0082595 | [{'constraint': 'max_daily_average_grid_connection_ratio', 'actual': 1.0082594693543174, 'target': 1.0, 'operator': '<=', 'violation': 0.008259469354317428, 'scaled_violation': 0.008259469354317428}] | maximum scale-free violation at first failed capacity | [1450.0, 1500.0] | [[0.0, 1450.0]] | FALSE | 2000
741 | 1.2606 | 5.3094 | 0.0071561 | 1350 | 1400 | max_daily_average_grid_connection_ratio | 0.035598 | [{'constraint': 'max_daily_average_grid_connection_ratio', 'actual': 1.0355976106640894, 'target': 1.0, 'operator': '<=', 'violation': 0.035597610664089396, 'scaled_violation': 0.035597610664089396}] | maximum scale-free violation at first failed capacity | [1350.0, 1400.0] | [[0.0, 1350.0]] | FALSE | 2000
742 | 1.2884 | 5.5104 | 0.0048937 | 1300 | 1350 | max_daily_average_grid_connection_ratio | 0.0041501 | [{'constraint': 'max_daily_average_grid_connection_ratio', 'actual': 1.0041501060218594, 'target': 1.0, 'operator': '<=', 'violation': 0.00415010602185939, 'scaled_violation': 0.00415010602185939}] | maximum scale-free violation at first failed capacity | [1300.0, 1350.0] | [[0.0, 1300.0]] | FALSE | 2000
743 | 1.1254 | 8.2961 | 0.0020609 | 1550 | 1600 | max_daily_average_grid_connection_ratio | 0.02165 | [{'constraint': 'max_daily_average_grid_connection_ratio', 'actual': 1.0216504238549908, 'target': 1.0, 'operator': '<=', 'violation': 0.02165042385499083, 'scaled_violation': 0.02165042385499083}] | maximum scale-free violation at first failed capacity | [1550.0, 1600.0] | [[0.0, 1550.0]] | FALSE | 2000
744 | 1.1406 | 3.9386 | 0.0057168 | 1500 | 1550 | max_daily_average_grid_connection_ratio | 0.031528 | [{'constraint': 'max_daily_average_grid_connection_ratio', 'actual': 1.031527607196567, 'target': 1.0, 'operator': '<=', 'violation': 0.03152760719656711, 'scaled_violation': 0.03152760719656711}, {'constraint': 'max_local_connection_ratio', 'actual': 1.0182716223422204, 'target': 1.0, 'operator': '<=', 'violation': 0.01827162234222035, 'scaled_violation': 0.01827162234222035}] | maximum scale-free violation at first failed capacity | [1500.0, 1550.0] | [[0.0, 1500.0]] | FALSE | 2000
745 | 1.3011 | 8.3068 | 0.0062758 | 1300 | 1350 | max_daily_average_grid_connection_ratio | 0.02316 | [{'constraint': 'max_daily_average_grid_connection_ratio', 'actual': 1.0231597608982108, 'target': 1.0, 'operator': '<=', 'violation': 0.023159760898210813, 'scaled_violation': 0.023159760898210813}] | maximum scale-free violation at first failed capacity | [1300.0, 1350.0] | [[0.0, 1300.0]] | FALSE | 2000
746 | 1.3194 | 3.1601 | 0.0054588 | 1200 | 1250 | max_local_connection_ratio | 0.022364 | [{'constraint': 'max_local_connection_ratio', 'actual': 1.022363982299186, 'target': 1.0, 'operator': '<=', 'violation': 0.022363982299185903, 'scaled_violation': 0.022363982299185903}] | maximum scale-free violation at first failed capacity | [1200.0, 1250.0] | [[0.0, 1200.0]] | FALSE | 1750 | reclaimed_water_substitution_ratio
747 | 1.1872 | 6.0474 | 0.0058658 | 1400 | 1450 | max_daily_average_grid_connection_ratio | 0.0037604 | [{'constraint': 'max_daily_average_grid_connection_ratio', 'actual': 1.0037603745227994, 'target': 1.0, 'operator': '<=', 'violation': 0.0037603745227994256, 'scaled_violation': 0.0037603745227994256}] | maximum scale-free violation at first failed capacity | [1400.0, 1450.0] | [[0.0, 1400.0]] | FALSE | 2000
748 | 1.139 | 5.1359 | 0.0069406 | 1450 | 1500 | max_daily_average_grid_connection_ratio | 0.0061177 | [{'constraint': 'max_daily_average_grid_connection_ratio', 'actual': 1.006117681014404, 'target': 1.0, 'operator': '<=', 'violation': 0.0061176810144039084, 'scaled_violation': 0.0061176810144039084}] | maximum scale-free violation at first failed capacity | [1450.0, 1500.0] | [[0.0, 1450.0]] | FALSE | 2000
749 | 1.2533 | 4.9783 | 0.0052882 | 1350 | 1400 | max_daily_average_grid_connection_ratio | 0.016742 | [{'constraint': 'max_daily_average_grid_connection_ratio', 'actual': 1.0167423115222936, 'target': 1.0, 'operator': '<=', 'violation': 0.01674231152229355, 'scaled_violation': 0.01674231152229355}] | maximum scale-free violation at first failed capacity | [1350.0, 1400.0] | [[0.0, 1350.0]] | FALSE | 2000
750 | 1.1274 | 6.74 | 0.0067287 | 1500 | 1550 | max_daily_average_grid_connection_ratio | 0.028036 | [{'constraint': 'max_daily_average_grid_connection_ratio', 'actual': 1.0280358432451235, 'target': 1.0, 'operator': '<=', 'violation': 0.028035843245123537, 'scaled_violation': 0.028035843245123537}] | maximum scale-free violation at first failed capacity | [1500.0, 1550.0] | [[0.0, 1500.0]] | FALSE | 2000
751 | 1.2463 | 4.0145 | 0.0024025 | 1400 | 1450 | max_daily_average_grid_connection_ratio | 0.026234 | [{'constraint': 'max_daily_average_grid_connection_ratio', 'actual': 1.0262340276063053, 'target': 1.0, 'operator': '<=', 'violation': 0.026234027606305332, 'scaled_violation': 0.026234027606305332}, {'constraint': 'max_local_connection_ratio', 'actual': 1.0070627743255833, 'target': 1.0, 'operator': '<=', 'violation': 0.007062774325583332, 'scaled_violation': 0.007062774325583332}] | maximum scale-free violation at first failed capacity | [1400.0, 1450.0] | [[0.0, 1400.0]] | FALSE | 1900 | reclaimed_water_substitution_ratio
752 | 1.3017 | 6.7582 | 0.0016259 | 1350 | 1400 | max_daily_average_grid_connection_ratio | 0.028663 | [{'constraint': 'max_daily_average_grid_connection_ratio', 'actual': 1.0286628653331675, 'target': 1.0, 'operator': '<=', 'violation': 0.02866286533316753, 'scaled_violation': 0.02866286533316753}] | maximum scale-free violation at first failed capacity | [1350.0, 1400.0] | [[0.0, 1350.0]] | FALSE | 1900 | reclaimed_water_substitution_ratio
753 | 1.1682 | 8.9452 | 0.0055906 | 1450 | 1500 | max_daily_average_grid_connection_ratio | 0.020399 | [{'constraint': 'max_daily_average_grid_connection_ratio', 'actual': 1.0203990177609776, 'target': 1.0, 'operator': '<=', 'violation': 0.020399017760977634, 'scaled_violation': 0.020399017760977634}] | maximum scale-free violation at first failed capacity | [1450.0, 1500.0] | [[0.0, 1450.0]] | FALSE | 2000
754 | 1.2451 | 8.1935 | 0.00095954 | 1400 | 1450 | max_daily_average_grid_connection_ratio | 0.014686 | [{'constraint': 'max_daily_average_grid_connection_ratio', 'actual': 1.0146859174074343, 'target': 1.0, 'operator': '<=', 'violation': 0.014685917407434301, 'scaled_violation': 0.014685917407434301}] | maximum scale-free violation at first failed capacity | [1400.0, 1450.0] | [[0.0, 1400.0]] | FALSE | 2000
755 | 1.3048 | 7.3966 | 0.001584 | 1350 | 1400 | max_daily_average_grid_connection_ratio | 0.030763 | [{'constraint': 'max_daily_average_grid_connection_ratio', 'actual': 1.0307630440253681, 'target': 1.0, 'operator': '<=', 'violation': 0.030763044025368114, 'scaled_violation': 0.030763044025368114}] | maximum scale-free violation at first failed capacity | [1350.0, 1400.0] | [[0.0, 1350.0]] | FALSE | 1900 | reclaimed_water_substitution_ratio
756 | 1.3576 | 3.7384 | 0.0061879 | 1250 | 1300 | max_local_connection_ratio | 0.029866 | [{'constraint': 'max_local_connection_ratio', 'actual': 1.0298664233889214, 'target': 1.0, 'operator': '<=', 'violation': 0.029866423388921426, 'scaled_violation': 0.029866423388921426}, {'constraint': 'max_daily_average_grid_connection_ratio', 'actual': 1.025694123849979, 'target': 1.0, 'operator': '<=', 'violation': 0.025694123849979045, 'scaled_violation': 0.025694123849979045}, {'constraint': 'max_wtw_utilization', 'actual': 0.9514858695523389, 'target': 0.95, 'operator': '<=', 'violation': 0.0014858695523389809, 'scaled_violation': 0.001564073212988401}] | maximum scale-free violation at first failed capacity | [1250.0, 1300.0] | [[0.0, 1250.0]] | FALSE | 1750 | reclaimed_water_substitution_ratio
757 | 1.2017 | 4.4371 | 0.0042415 | 1400 | 1450 | max_daily_average_grid_connection_ratio | 0.0036019 | [{'constraint': 'max_daily_average_grid_connection_ratio', 'actual': 1.0036018796117465, 'target': 1.0, 'operator': '<=', 'violation': 0.003601879611746517, 'scaled_violation': 0.003601879611746517}] | maximum scale-free violation at first failed capacity | [1400.0, 1450.0] | [[0.0, 1400.0]] | FALSE | 2000
758 | 1.3238 | 3.4082 | 0.0025787 | 1250 | 1300 | max_local_connection_ratio | 0.014751 | [{'constraint': 'max_local_connection_ratio', 'actual': 1.0147508183070089, 'target': 1.0, 'operator': '<=', 'violation': 0.014750818307008862, 'scaled_violation': 0.014750818307008862}] | maximum scale-free violation at first failed capacity | [1250.0, 1300.0] | [[0.0, 1250.0]] | FALSE | 1700 | reclaimed_water_substitution_ratio
759 | 1.3387 | 7.2477 | 0.0074247 | 1250 | 1300 | max_daily_average_grid_connection_ratio | 0.020064 | [{'constraint': 'max_daily_average_grid_connection_ratio', 'actual': 1.020064283975902, 'target': 1.0, 'operator': '<=', 'violation': 0.020064283975901986, 'scaled_violation': 0.020064283975901986}] | maximum scale-free violation at first failed capacity | [1250.0, 1300.0] | [[0.0, 1250.0]] | FALSE | 1950 | reclaimed_water_substitution_ratio
760 | 1.2581 | 5.1425 | 0.0017288 | 1400 | 1450 | max_daily_average_grid_connection_ratio | 0.030862 | [{'constraint': 'max_daily_average_grid_connection_ratio', 'actual': 1.0308623290153727, 'target': 1.0, 'operator': '<=', 'violation': 0.03086232901537267, 'scaled_violation': 0.03086232901537267}] | maximum scale-free violation at first failed capacity | [1400.0, 1450.0] | [[0.0, 1400.0]] | FALSE | 1950 | reclaimed_water_substitution_ratio
761 | 1.1381 | 5.8143 | 0.0017956 | 1550 | 1600 | max_daily_average_grid_connection_ratio | 0.030883 | [{'constraint': 'max_daily_average_grid_connection_ratio', 'actual': 1.030883412716435, 'target': 1.0, 'operator': '<=', 'violation': 0.03088341271643502, 'scaled_violation': 0.03088341271643502}] | maximum scale-free violation at first failed capacity | [1550.0, 1600.0] | [[0.0, 1550.0]] | FALSE | 2000
762 | 1.3035 | 4.2617 | 0.0065772 | 1300 | 1350 | max_daily_average_grid_connection_ratio | 0.02699 | [{'constraint': 'max_daily_average_grid_connection_ratio', 'actual': 1.0269901962845651, 'target': 1.0, 'operator': '<=', 'violation': 0.026990196284565116, 'scaled_violation': 0.026990196284565116}] | maximum scale-free violation at first failed capacity | [1300.0, 1350.0] | [[0.0, 1300.0]] | FALSE | 1900 | reclaimed_water_substitution_ratio
763 | 1.3024 | 4.0283 | 0.0069493 | 1300 | 1350 | max_daily_average_grid_connection_ratio | 0.028734 | [{'constraint': 'max_daily_average_grid_connection_ratio', 'actual': 1.0287337910757306, 'target': 1.0, 'operator': '<=', 'violation': 0.028733791075730597, 'scaled_violation': 0.028733791075730597}, {'constraint': 'max_local_connection_ratio', 'actual': 1.0084625872072364, 'target': 1.0, 'operator': '<=', 'violation': 0.00846258720723636, 'scaled_violation': 0.00846258720723636}] | maximum scale-free violation at first failed capacity | [1300.0, 1350.0] | [[0.0, 1300.0]] | FALSE | 1900 | reclaimed_water_substitution_ratio
764 | 1.1852 | 3.5001 | 0.0065939 | 1400 | 1450 | max_local_connection_ratio | 0.035384 | [{'constraint': 'max_local_connection_ratio', 'actual': 1.0353840185138328, 'target': 1.0, 'operator': '<=', 'violation': 0.03538401851383277, 'scaled_violation': 0.03538401851383277}, {'constraint': 'max_daily_average_grid_connection_ratio', 'actual': 1.0074346342592007, 'target': 1.0, 'operator': '<=', 'violation': 0.0074346342592006565, 'scaled_violation': 0.0074346342592006565}, {'constraint': 'max_wtw_utilization', 'actual': 0.9520708697038904, 'target': 0.95, 'operator': '<=', 'violation': 0.0020708697038904766, 'scaled_violation': 0.002179862846200502}] | maximum scale-free violation at first failed capacity | [1400.0, 1450.0] | [[0.0, 1400.0]] | FALSE | 2000
765 | 1.2199 | 8.6947 | 0.006471 | 1400 | 1450 | max_daily_average_grid_connection_ratio | 0.034616 | [{'constraint': 'max_daily_average_grid_connection_ratio', 'actual': 1.0346160476658157, 'target': 1.0, 'operator': '<=', 'violation': 0.03461604766581572, 'scaled_violation': 0.03461604766581572}] | maximum scale-free violation at first failed capacity | [1400.0, 1450.0] | [[0.0, 1400.0]] | FALSE | 2000
766 | 1.2803 | 7.2157 | 0.003152 | 1350 | 1400 | max_daily_average_grid_connection_ratio | 0.022684 | [{'constraint': 'max_daily_average_grid_connection_ratio', 'actual': 1.0226837818289785, 'target': 1.0, 'operator': '<=', 'violation': 0.022683781828978455, 'scaled_violation': 0.022683781828978455}] | maximum scale-free violation at first failed capacity | [1350.0, 1400.0] | [[0.0, 1350.0]] | FALSE | 1950 | reclaimed_water_substitution_ratio
767 | 1.2082 | 3.533 | 0.0011724 | 1400 | 1450 | max_local_connection_ratio | 0.010256 | [{'constraint': 'max_local_connection_ratio', 'actual': 1.0102556718957134, 'target': 1.0, 'operator': '<=', 'violation': 0.010255671895713414, 'scaled_violation': 0.010255671895713414}] | maximum scale-free violation at first failed capacity | [1400.0, 1450.0] | [[0.0, 1400.0]] | FALSE | 1900 | reclaimed_water_substitution_ratio
768 | 1.1409 | 6.0081 | 0.0014693 | 1550 | 1600 | max_daily_average_grid_connection_ratio | 0.030706 | [{'constraint': 'max_daily_average_grid_connection_ratio', 'actual': 1.0307063455854582, 'target': 1.0, 'operator': '<=', 'violation': 0.03070634558545815, 'scaled_violation': 0.03070634558545815}] | maximum scale-free violation at first failed capacity | [1550.0, 1600.0] | [[0.0, 1550.0]] | FALSE | 2000
769 | 1.1669 | 5.9527 | 0.0017987 | 1500 | 1550 | max_daily_average_grid_connection_ratio | 0.023601 | [{'constraint': 'max_daily_average_grid_connection_ratio', 'actual': 1.0236011775212541, 'target': 1.0, 'operator': '<=', 'violation': 0.023601177521254124, 'scaled_violation': 0.023601177521254124}] | maximum scale-free violation at first failed capacity | [1500.0, 1550.0] | [[0.0, 1500.0]] | FALSE | 2000
770 | 1.1781 | 7.5925 | 0.0075227 | 1400 | 1450 | max_daily_average_grid_connection_ratio | 0.008499 | [{'constraint': 'max_daily_average_grid_connection_ratio', 'actual': 1.0084989887471032, 'target': 1.0, 'operator': '<=', 'violation': 0.008498988747103198, 'scaled_violation': 0.008498988747103198}] | maximum scale-free violation at first failed capacity | [1400.0, 1450.0] | [[0.0, 1400.0]] | FALSE | 2000
771 | 1.169 | 8.6864 | 0.0011242 | 1500 | 1550 | max_daily_average_grid_connection_ratio | 0.02012 | [{'constraint': 'max_daily_average_grid_connection_ratio', 'actual': 1.0201201068985637, 'target': 1.0, 'operator': '<=', 'violation': 0.020120106898563694, 'scaled_violation': 0.020120106898563694}] | maximum scale-free violation at first failed capacity | [1500.0, 1550.0] | [[0.0, 1500.0]] | FALSE | 2000
772 | 1.2853 | 3.6419 | 0.0079429 | 1300 | 1350 | max_local_connection_ratio | 0.036031 | [{'constraint': 'max_local_connection_ratio', 'actual': 1.036031411755426, 'target': 1.0, 'operator': '<=', 'violation': 0.0360314117554259, 'scaled_violation': 0.0360314117554259}, {'constraint': 'max_daily_average_grid_connection_ratio', 'actual': 1.0225926544240778, 'target': 1.0, 'operator': '<=', 'violation': 0.022592654424077763, 'scaled_violation': 0.022592654424077763}, {'constraint': 'max_wtw_utilization', 'actual': 0.9525573552001065, 'target': 0.95, 'operator': '<=', 'violation': 0.0025573552001065813, 'scaled_violation': 0.0026919528422174543}] | maximum scale-free violation at first failed capacity | [1300.0, 1350.0] | [[0.0, 1300.0]] | FALSE | 1900 | reclaimed_water_substitution_ratio
773 | 1.3069 | 4.7789 | 0.0041863 | 1300 | 1350 | max_daily_average_grid_connection_ratio | 0.013258 | [{'constraint': 'max_daily_average_grid_connection_ratio', 'actual': 1.0132581158825766, 'target': 1.0, 'operator': '<=', 'violation': 0.013258115882576638, 'scaled_violation': 0.013258115882576638}] | maximum scale-free violation at first failed capacity | [1300.0, 1350.0] | [[0.0, 1300.0]] | FALSE | 1900 | reclaimed_water_substitution_ratio
774 | 1.2675 | 3.6778 | 0.0078068 | 1300 | 1350 | max_local_connection_ratio | 0.018062 | [{'constraint': 'max_local_connection_ratio', 'actual': 1.0180623192298233, 'target': 1.0, 'operator': '<=', 'violation': 0.018062319229823265, 'scaled_violation': 0.018062319229823265}, {'constraint': 'max_daily_average_grid_connection_ratio', 'actual': 1.0082895840622514, 'target': 1.0, 'operator': '<=', 'violation': 0.008289584062251443, 'scaled_violation': 0.008289584062251443}] | maximum scale-free violation at first failed capacity | [1300.0, 1350.0] | [[0.0, 1300.0]] | FALSE | 1900 | reclaimed_water_substitution_ratio
775 | 1.2087 | 7.9637 | 0.0071251 | 1400 | 1450 | max_daily_average_grid_connection_ratio | 0.030401 | [{'constraint': 'max_daily_average_grid_connection_ratio', 'actual': 1.030401415171295, 'target': 1.0, 'operator': '<=', 'violation': 0.03040141517129502, 'scaled_violation': 0.03040141517129502}] | maximum scale-free violation at first failed capacity | [1400.0, 1450.0] | [[0.0, 1400.0]] | FALSE | 2000
776 | 1.306 | 6.5812 | 0.0055477 | 1300 | 1350 | max_daily_average_grid_connection_ratio | 0.021859 | [{'constraint': 'max_daily_average_grid_connection_ratio', 'actual': 1.0218587220564819, 'target': 1.0, 'operator': '<=', 'violation': 0.021858722056481872, 'scaled_violation': 0.021858722056481872}] | maximum scale-free violation at first failed capacity | [1300.0, 1350.0] | [[0.0, 1300.0]] | FALSE | 1950 | reclaimed_water_substitution_ratio
777 | 1.209 | 7.2067 | 0.0034997 | 1400 | 1450 | max_daily_average_grid_connection_ratio | 0.004097 | [{'constraint': 'max_daily_average_grid_connection_ratio', 'actual': 1.0040969710606953, 'target': 1.0, 'operator': '<=', 'violation': 0.004096971060695287, 'scaled_violation': 0.004096971060695287}] | maximum scale-free violation at first failed capacity | [1400.0, 1450.0] | [[0.0, 1400.0]] | FALSE | 2000
778 | 1.1448 | 7.9581 | 0.0076869 | 1450 | 1500 | max_daily_average_grid_connection_ratio | 0.016666 | [{'constraint': 'max_daily_average_grid_connection_ratio', 'actual': 1.0166664547717879, 'target': 1.0, 'operator': '<=', 'violation': 0.016666454771787853, 'scaled_violation': 0.016666454771787853}] | maximum scale-free violation at first failed capacity | [1450.0, 1500.0] | [[0.0, 1450.0]] | FALSE | 2000
779 | 1.1417 | 4.2481 | 0.0023809 | 1500 | 1550 | max_daily_average_grid_connection_ratio | 0.0063318 | [{'constraint': 'max_daily_average_grid_connection_ratio', 'actual': 1.0063317837590762, 'target': 1.0, 'operator': '<=', 'violation': 0.0063317837590761705, 'scaled_violation': 0.0063317837590761705}] | maximum scale-free violation at first failed capacity | [1500.0, 1550.0] | [[0.0, 1500.0]] | FALSE | 2000
780 | 1.1274 | 4.64 | 0.0054581 | 1500 | 1550 | max_daily_average_grid_connection_ratio | 0.018053 | [{'constraint': 'max_daily_average_grid_connection_ratio', 'actual': 1.0180526134070407, 'target': 1.0, 'operator': '<=', 'violation': 0.018052613407040674, 'scaled_violation': 0.018052613407040674}] | maximum scale-free violation at first failed capacity | [1500.0, 1550.0] | [[0.0, 1500.0]] | FALSE | 2000
781 | 1.3281 | 7.1503 | 0.0071591 | 1250 | 1300 | max_daily_average_grid_connection_ratio | 0.010678 | [{'constraint': 'max_daily_average_grid_connection_ratio', 'actual': 1.0106783279526603, 'target': 1.0, 'operator': '<=', 'violation': 0.010678327952660327, 'scaled_violation': 0.010678327952660327}] | maximum scale-free violation at first failed capacity | [1250.0, 1300.0] | [[0.0, 1250.0]] | FALSE | 1950 | reclaimed_water_substitution_ratio
782 | 1.1965 | 8.1966 | 0.0039983 | 1450 | 1500 | max_daily_average_grid_connection_ratio | 0.032014 | [{'constraint': 'max_daily_average_grid_connection_ratio', 'actual': 1.032013916459326, 'target': 1.0, 'operator': '<=', 'violation': 0.03201391645932605, 'scaled_violation': 0.03201391645932605}] | maximum scale-free violation at first failed capacity | [1450.0, 1500.0] | [[0.0, 1450.0]] | FALSE | 2000
783 | 1.2755 | 7.3737 | 0.0070672 | 1300 | 1350 | max_daily_average_grid_connection_ratio | 0.0092684 | [{'constraint': 'max_daily_average_grid_connection_ratio', 'actual': 1.0092684071543292, 'target': 1.0, 'operator': '<=', 'violation': 0.009268407154329195, 'scaled_violation': 0.009268407154329195}] | maximum scale-free violation at first failed capacity | [1300.0, 1350.0] | [[0.0, 1300.0]] | FALSE | 2000
784 | 1.2838 | 5.6816 | 0.0040863 | 1350 | 1400 | max_daily_average_grid_connection_ratio | 0.032046 | [{'constraint': 'max_daily_average_grid_connection_ratio', 'actual': 1.0320456397594284, 'target': 1.0, 'operator': '<=', 'violation': 0.032045639759428424, 'scaled_violation': 0.032045639759428424}] | maximum scale-free violation at first failed capacity | [1350.0, 1400.0] | [[0.0, 1350.0]] | FALSE | 2000
785 | 1.1904 | 4.7229 | 0.0056955 | 1400 | 1450 | max_daily_average_grid_connection_ratio | 0.0051245 | [{'constraint': 'max_daily_average_grid_connection_ratio', 'actual': 1.0051245083956963, 'target': 1.0, 'operator': '<=', 'violation': 0.005124508395696337, 'scaled_violation': 0.005124508395696337}] | maximum scale-free violation at first failed capacity | [1400.0, 1450.0] | [[0.0, 1400.0]] | FALSE | 2000
786 | 1.1338 | 8.0251 | 0.0071549 | 1450 | 1500 | max_daily_average_grid_connection_ratio | 0.0034648 | [{'constraint': 'max_daily_average_grid_connection_ratio', 'actual': 1.0034647823009604, 'target': 1.0, 'operator': '<=', 'violation': 0.0034647823009603673, 'scaled_violation': 0.0034647823009603673}] | maximum scale-free violation at first failed capacity | [1450.0, 1500.0] | [[0.0, 1450.0]] | FALSE | 2000
787 | 1.1905 | 3.9896 | 0.0028895 | 1450 | 1500 | max_daily_average_grid_connection_ratio | 0.018598 | [{'constraint': 'max_daily_average_grid_connection_ratio', 'actual': 1.0185977802256883, 'target': 1.0, 'operator': '<=', 'violation': 0.018597780225688254, 'scaled_violation': 0.018597780225688254}, {'constraint': 'max_local_connection_ratio', 'actual': 1.0014881804766307, 'target': 1.0, 'operator': '<=', 'violation': 0.001488180476630685, 'scaled_violation': 0.001488180476630685}] | maximum scale-free violation at first failed capacity | [1450.0, 1500.0] | [[0.0, 1450.0]] | FALSE | 2000
788 | 1.2938 | 7.3697 | 0.0020861 | 1350 | 1400 | max_daily_average_grid_connection_ratio | 0.025744 | [{'constraint': 'max_daily_average_grid_connection_ratio', 'actual': 1.0257437077614002, 'target': 1.0, 'operator': '<=', 'violation': 0.025743707761400225, 'scaled_violation': 0.025743707761400225}] | maximum scale-free violation at first failed capacity | [1350.0, 1400.0] | [[0.0, 1350.0]] | FALSE | 1950 | reclaimed_water_substitution_ratio
789 | 1.1781 | 6.4521 | 0.0036787 | 1450 | 1500 | max_daily_average_grid_connection_ratio | 0.014155 | [{'constraint': 'max_daily_average_grid_connection_ratio', 'actual': 1.0141547236763253, 'target': 1.0, 'operator': '<=', 'violation': 0.01415472367632531, 'scaled_violation': 0.01415472367632531}] | maximum scale-free violation at first failed capacity | [1450.0, 1500.0] | [[0.0, 1450.0]] | FALSE | 2000
790 | 1.2127 | 3.3909 | 0.004071 | 1350 | 1400 | max_local_connection_ratio | 0.015604 | [{'constraint': 'max_local_connection_ratio', 'actual': 1.015603830209394, 'target': 1.0, 'operator': '<=', 'violation': 0.015603830209393932, 'scaled_violation': 0.015603830209393932}] | maximum scale-free violation at first failed capacity | [1350.0, 1400.0] | [[0.0, 1350.0]] | FALSE | 1900 | reclaimed_water_substitution_ratio
791 | 1.2506 | 4.9099 | 0.0052117 | 1350 | 1400 | max_daily_average_grid_connection_ratio | 0.014088 | [{'constraint': 'max_daily_average_grid_connection_ratio', 'actual': 1.014088472374827, 'target': 1.0, 'operator': '<=', 'violation': 0.01408847237482691, 'scaled_violation': 0.01408847237482691}] | maximum scale-free violation at first failed capacity | [1350.0, 1400.0] | [[0.0, 1350.0]] | FALSE | 2000
792 | 1.2498 | 7.4133 | 0.0022904 | 1400 | 1450 | max_daily_average_grid_connection_ratio | 0.028243 | [{'constraint': 'max_daily_average_grid_connection_ratio', 'actual': 1.028242697304165, 'target': 1.0, 'operator': '<=', 'violation': 0.028242697304164954, 'scaled_violation': 0.028242697304164954}] | maximum scale-free violation at first failed capacity | [1400.0, 1450.0] | [[0.0, 1400.0]] | FALSE | 2000
793 | 1.3299 | 6.3442 | 0.0033368 | 1300 | 1350 | max_daily_average_grid_connection_ratio | 0.024786 | [{'constraint': 'max_daily_average_grid_connection_ratio', 'actual': 1.0247861008036137, 'target': 1.0, 'operator': '<=', 'violation': 0.024786100803613653, 'scaled_violation': 0.024786100803613653}] | maximum scale-free violation at first failed capacity | [1300.0, 1350.0] | [[0.0, 1300.0]] | FALSE | 1900 | reclaimed_water_substitution_ratio
794 | 1.3523 | 7.0296 | 0.0062259 | 1250 | 1300 | max_daily_average_grid_connection_ratio | 0.022077 | [{'constraint': 'max_daily_average_grid_connection_ratio', 'actual': 1.0220773031857162, 'target': 1.0, 'operator': '<=', 'violation': 0.022077303185716213, 'scaled_violation': 0.022077303185716213}] | maximum scale-free violation at first failed capacity | [1250.0, 1300.0] | [[0.0, 1250.0]] | FALSE | 1900 | reclaimed_water_substitution_ratio
795 | 1.3432 | 5.5518 | 0.0018208 | 1300 | 1350 | max_daily_average_grid_connection_ratio | 0.024466 | [{'constraint': 'max_daily_average_grid_connection_ratio', 'actual': 1.0244664308010902, 'target': 1.0, 'operator': '<=', 'violation': 0.024466430801090233, 'scaled_violation': 0.024466430801090233}] | maximum scale-free violation at first failed capacity | [1300.0, 1350.0] | [[0.0, 1300.0]] | FALSE | 1850 | reclaimed_water_substitution_ratio
796 | 1.195 | 3.252 | 0.0025956 | 1350 | 1400 | max_local_connection_ratio | 0.00703 | [{'constraint': 'max_local_connection_ratio', 'actual': 1.0070300109922337, 'target': 1.0, 'operator': '<=', 'violation': 0.0070300109922336596, 'scaled_violation': 0.0070300109922336596}] | maximum scale-free violation at first failed capacity | [1350.0, 1400.0] | [[0.0, 1350.0]] | FALSE | 1900 | reclaimed_water_substitution_ratio
797 | 1.1627 | 6.0181 | 0.0051268 | 1450 | 1500 | max_daily_average_grid_connection_ratio | 0.012248 | [{'constraint': 'max_daily_average_grid_connection_ratio', 'actual': 1.0122484008994697, 'target': 1.0, 'operator': '<=', 'violation': 0.012248400899469658, 'scaled_violation': 0.012248400899469658}] | maximum scale-free violation at first failed capacity | [1450.0, 1500.0] | [[0.0, 1450.0]] | FALSE | 2000
798 | 1.3089 | 8.9753 | 0.003031 | 1300 | 1350 | max_daily_average_grid_connection_ratio | 0.0068664 | [{'constraint': 'max_daily_average_grid_connection_ratio', 'actual': 1.0068663748751971, 'target': 1.0, 'operator': '<=', 'violation': 0.006866374875197145, 'scaled_violation': 0.006866374875197145}] | maximum scale-free violation at first failed capacity | [1300.0, 1350.0] | [[0.0, 1300.0]] | FALSE | 1950 | reclaimed_water_substitution_ratio
799 | 1.333 | 7.1712 | 0.0018716 | 1300 | 1350 | max_daily_average_grid_connection_ratio | 0.017163 | [{'constraint': 'max_daily_average_grid_connection_ratio', 'actual': 1.0171630383312709, 'target': 1.0, 'operator': '<=', 'violation': 0.017163038331270863, 'scaled_violation': 0.017163038331270863}] | maximum scale-free violation at first failed capacity | [1300.0, 1350.0] | [[0.0, 1300.0]] | FALSE | 1850 | reclaimed_water_substitution_ratio
800 | 1.1474 | 5.7041 | 0.0046217 | 1500 | 1550 | max_daily_average_grid_connection_ratio | 0.028779 | [{'constraint': 'max_daily_average_grid_connection_ratio', 'actual': 1.0287790463810704, 'target': 1.0, 'operator': '<=', 'violation': 0.028779046381070428, 'scaled_violation': 0.028779046381070428}] | maximum scale-free violation at first failed capacity | [1500.0, 1550.0] | [[0.0, 1500.0]] | FALSE | 2000
801 | 1.283 | 5.2484 | 0.0033784 | 1350 | 1400 | max_daily_average_grid_connection_ratio | 0.026378 | [{'constraint': 'max_daily_average_grid_connection_ratio', 'actual': 1.0263782722428385, 'target': 1.0, 'operator': '<=', 'violation': 0.026378272242838507, 'scaled_violation': 0.026378272242838507}] | maximum scale-free violation at first failed capacity | [1350.0, 1400.0] | [[0.0, 1350.0]] | FALSE | 1950 | reclaimed_water_substitution_ratio
802 | 1.1959 | 7.2912 | 0.0021077 | 1450 | 1500 | max_daily_average_grid_connection_ratio | 0.017168 | [{'constraint': 'max_daily_average_grid_connection_ratio', 'actual': 1.0171683217198673, 'target': 1.0, 'operator': '<=', 'violation': 0.017168321719867263, 'scaled_violation': 0.017168321719867263}] | maximum scale-free violation at first failed capacity | [1450.0, 1500.0] | [[0.0, 1450.0]] | FALSE | 2000
803 | 1.1545 | 3.2635 | 0.0049143 | 1400 | 1450 | max_local_connection_ratio | 0.02486 | [{'constraint': 'max_local_connection_ratio', 'actual': 1.0248599246879966, 'target': 1.0, 'operator': '<=', 'violation': 0.024859924687996582, 'scaled_violation': 0.024859924687996582}] | maximum scale-free violation at first failed capacity | [1400.0, 1450.0] | [[0.0, 1400.0]] | FALSE | 2000
804 | 1.1567 | 3.8306 | 0.0010296 | 1500 | 1550 | max_daily_average_grid_connection_ratio | 0.0087096 | [{'constraint': 'max_daily_average_grid_connection_ratio', 'actual': 1.0087095802342423, 'target': 1.0, 'operator': '<=', 'violation': 0.008709580234242287, 'scaled_violation': 0.008709580234242287}, {'constraint': 'max_local_connection_ratio', 'actual': 1.0046507410373882, 'target': 1.0, 'operator': '<=', 'violation': 0.004650741037388162, 'scaled_violation': 0.004650741037388162}] | maximum scale-free violation at first failed capacity | [1500.0, 1550.0] | [[0.0, 1500.0]] | FALSE | 2000
805 | 1.2585 | 6.76 | 0.0020329 | 1400 | 1450 | max_daily_average_grid_connection_ratio | 0.033417 | [{'constraint': 'max_daily_average_grid_connection_ratio', 'actual': 1.033417334371202, 'target': 1.0, 'operator': '<=', 'violation': 0.03341733437120209, 'scaled_violation': 0.03341733437120209}] | maximum scale-free violation at first failed capacity | [1400.0, 1450.0] | [[0.0, 1400.0]] | FALSE | 2000
806 | 1.2437 | 4.5133 | 0.0050378 | 1350 | 1400 | max_daily_average_grid_connection_ratio | 0.0074264 | [{'constraint': 'max_daily_average_grid_connection_ratio', 'actual': 1.0074263560363854, 'target': 1.0, 'operator': '<=', 'violation': 0.0074263560363854175, 'scaled_violation': 0.0074263560363854175}] | maximum scale-free violation at first failed capacity | [1350.0, 1400.0] | [[0.0, 1350.0]] | FALSE | 2000
807 | 1.2028 | 7.5256 | 0.0017864 | 1450 | 1500 | max_daily_average_grid_connection_ratio | 0.020481 | [{'constraint': 'max_daily_average_grid_connection_ratio', 'actual': 1.0204810213736366, 'target': 1.0, 'operator': '<=', 'violation': 0.02048102137363661, 'scaled_violation': 0.02048102137363661}] | maximum scale-free violation at first failed capacity | [1450.0, 1500.0] | [[0.0, 1450.0]] | FALSE | 2000
808 | 1.1921 | 8.7272 | 0.0060359 | 1400 | 1450 | max_daily_average_grid_connection_ratio | 0.0089921 | [{'constraint': 'max_daily_average_grid_connection_ratio', 'actual': 1.0089920609247154, 'target': 1.0, 'operator': '<=', 'violation': 0.008992060924715384, 'scaled_violation': 0.008992060924715384}] | maximum scale-free violation at first failed capacity | [1400.0, 1450.0] | [[0.0, 1400.0]] | FALSE | 2000
809 | 1.2682 | 7.578 | 0.0075127 | 1300 | 1350 | max_daily_average_grid_connection_ratio | 0.0067772 | [{'constraint': 'max_daily_average_grid_connection_ratio', 'actual': 1.0067772483002313, 'target': 1.0, 'operator': '<=', 'violation': 0.006777248300231298, 'scaled_violation': 0.006777248300231298}] | maximum scale-free violation at first failed capacity | [1300.0, 1350.0] | [[0.0, 1300.0]] | FALSE | 2000
810 | 1.2891 | 8.9837 | 0.0050075 | 1300 | 1350 | max_daily_average_grid_connection_ratio | 0.0054938 | [{'constraint': 'max_daily_average_grid_connection_ratio', 'actual': 1.0054937795324381, 'target': 1.0, 'operator': '<=', 'violation': 0.0054937795324381256, 'scaled_violation': 0.0054937795324381256}] | maximum scale-free violation at first failed capacity | [1300.0, 1350.0] | [[0.0, 1300.0]] | FALSE | 2000
811 | 1.3175 | 5.0857 | 0.0017195 | 1300 | 1350 | max_daily_average_grid_connection_ratio | 0.0044284 | [{'constraint': 'max_daily_average_grid_connection_ratio', 'actual': 1.0044283609612301, 'target': 1.0, 'operator': '<=', 'violation': 0.004428360961230116, 'scaled_violation': 0.004428360961230116}] | maximum scale-free violation at first failed capacity | [1300.0, 1350.0] | [[0.0, 1300.0]] | FALSE | 1850 | reclaimed_water_substitution_ratio
812 | 1.1235 | 7.3143 | 0.0027815 | 1550 | 1600 | max_daily_average_grid_connection_ratio | 0.025766 | [{'constraint': 'max_daily_average_grid_connection_ratio', 'actual': 1.0257656612987334, 'target': 1.0, 'operator': '<=', 'violation': 0.025765661298733367, 'scaled_violation': 0.025765661298733367}] | maximum scale-free violation at first failed capacity | [1550.0, 1600.0] | [[0.0, 1550.0]] | FALSE | 2000
813 | 1.1827 | 7.777 | 0.0035194 | 1450 | 1500 | max_daily_average_grid_connection_ratio | 0.01686 | [{'constraint': 'max_daily_average_grid_connection_ratio', 'actual': 1.016859582823697, 'target': 1.0, 'operator': '<=', 'violation': 0.01685958282369704, 'scaled_violation': 0.01685958282369704}] | maximum scale-free violation at first failed capacity | [1450.0, 1500.0] | [[0.0, 1450.0]] | FALSE | 2000
814 | 1.3556 | 5.1074 | 0.0057641 | 1250 | 1300 | max_daily_average_grid_connection_ratio | 0.021427 | [{'constraint': 'max_daily_average_grid_connection_ratio', 'actual': 1.0214267979983211, 'target': 1.0, 'operator': '<=', 'violation': 0.021426797998321145, 'scaled_violation': 0.021426797998321145}] | maximum scale-free violation at first failed capacity | [1250.0, 1300.0] | [[0.0, 1250.0]] | FALSE | 1850 | reclaimed_water_substitution_ratio
815 | 1.1333 | 3.1982 | 0.0012609 | 1450 | 1500 | max_local_connection_ratio | 0.020724 | [{'constraint': 'max_local_connection_ratio', 'actual': 1.0207238821187565, 'target': 1.0, 'operator': '<=', 'violation': 0.02072388211875653, 'scaled_violation': 0.02072388211875653}] | maximum scale-free violation at first failed capacity | [1450.0, 1500.0] | [[0.0, 1450.0]] | FALSE | 1950 | reclaimed_water_substitution_ratio
816 | 1.3413 | 6.4811 | 0.0049888 | 1250 | 1300 | max_daily_average_grid_connection_ratio | 0.0059402 | [{'constraint': 'max_daily_average_grid_connection_ratio', 'actual': 1.0059402199620024, 'target': 1.0, 'operator': '<=', 'violation': 0.0059402199620024465, 'scaled_violation': 0.0059402199620024465}] | maximum scale-free violation at first failed capacity | [1250.0, 1300.0] | [[0.0, 1250.0]] | FALSE | 1900 | reclaimed_water_substitution_ratio
817 | 1.2852 | 6.3635 | 0.0060966 | 1300 | 1350 | max_daily_average_grid_connection_ratio | 0.009973 | [{'constraint': 'max_daily_average_grid_connection_ratio', 'actual': 1.009973025155552, 'target': 1.0, 'operator': '<=', 'violation': 0.009973025155552095, 'scaled_violation': 0.009973025155552095}] | maximum scale-free violation at first failed capacity | [1300.0, 1350.0] | [[0.0, 1300.0]] | FALSE | 2000
818 | 1.3579 | 8.8073 | 0.0036094 | 1250 | 1300 | max_daily_average_grid_connection_ratio | 0.0089269 | [{'constraint': 'max_daily_average_grid_connection_ratio', 'actual': 1.0089268582332065, 'target': 1.0, 'operator': '<=', 'violation': 0.008926858233206492, 'scaled_violation': 0.008926858233206492}] | maximum scale-free violation at first failed capacity | [1250.0, 1300.0] | [[0.0, 1250.0]] | FALSE | 1850 | reclaimed_water_substitution_ratio
819 | 1.1647 | 3.2158 | 0.0063958 | 1350 | 1400 | max_local_connection_ratio | 0.015152 | [{'constraint': 'max_local_connection_ratio', 'actual': 1.0151523613244788, 'target': 1.0, 'operator': '<=', 'violation': 0.015152361324478836, 'scaled_violation': 0.015152361324478836}] | maximum scale-free violation at first failed capacity | [1350.0, 1400.0] | [[0.0, 1350.0]] | FALSE | 2000
820 | 1.1525 | 3.1717 | 0.0026088 | 1400 | 1450 | max_local_connection_ratio | 0.01739 | [{'constraint': 'max_local_connection_ratio', 'actual': 1.0173902877763705, 'target': 1.0, 'operator': '<=', 'violation': 0.017390287776370528, 'scaled_violation': 0.017390287776370528}] | maximum scale-free violation at first failed capacity | [1400.0, 1450.0] | [[0.0, 1400.0]] | FALSE | 1950 | reclaimed_water_substitution_ratio
821 | 1.286 | 3.7042 | 0.001673 | 1350 | 1400 | max_local_connection_ratio | 0.024052 | [{'constraint': 'max_local_connection_ratio', 'actual': 1.0240519483874213, 'target': 1.0, 'operator': '<=', 'violation': 0.024051948387421307, 'scaled_violation': 0.024051948387421307}, {'constraint': 'max_daily_average_grid_connection_ratio', 'actual': 1.0167204570076551, 'target': 1.0, 'operator': '<=', 'violation': 0.01672045700765512, 'scaled_violation': 0.01672045700765512}, {'constraint': 'max_wtw_utilization', 'actual': 0.9501533696617608, 'target': 0.95, 'operator': '<=', 'violation': 0.00015336966176082711, 'scaled_violation': 0.0001614417492219233}] | maximum scale-free violation at first failed capacity | [1350.0, 1400.0] | [[0.0, 1350.0]] | FALSE | 1800 | reclaimed_water_substitution_ratio
822 | 1.1841 | 3.5412 | 0.0069984 | 1400 | 1450 | max_local_connection_ratio | 0.033077 | [{'constraint': 'max_local_connection_ratio', 'actual': 1.0330774388492252, 'target': 1.0, 'operator': '<=', 'violation': 0.033077438849225205, 'scaled_violation': 0.033077438849225205}, {'constraint': 'max_daily_average_grid_connection_ratio', 'actual': 1.0095103032366788, 'target': 1.0, 'operator': '<=', 'violation': 0.009510303236678785, 'scaled_violation': 0.009510303236678785}, {'constraint': 'max_wtw_utilization', 'actual': 0.951713829446852, 'target': 0.95, 'operator': '<=', 'violation': 0.0017138294468520554, 'scaled_violation': 0.0018040309966863741}] | maximum scale-free violation at first failed capacity | [1400.0, 1450.0] | [[0.0, 1400.0]] | FALSE | 2000
823 | 1.2791 | 6.9504 | 0.0077495 | 1300 | 1350 | max_daily_average_grid_connection_ratio | 0.016643 | [{'constraint': 'max_daily_average_grid_connection_ratio', 'actual': 1.0166430832726085, 'target': 1.0, 'operator': '<=', 'violation': 0.01664308327260855, 'scaled_violation': 0.01664308327260855}] | maximum scale-free violation at first failed capacity | [1300.0, 1350.0] | [[0.0, 1300.0]] | FALSE | 2000
824 | 1.2311 | 8.0953 | 0.0059887 | 1350 | 1400 | max_daily_average_grid_connection_ratio | 0.0042755 | [{'constraint': 'max_daily_average_grid_connection_ratio', 'actual': 1.0042755354620168, 'target': 1.0, 'operator': '<=', 'violation': 0.004275535462016755, 'scaled_violation': 0.004275535462016755}] | maximum scale-free violation at first failed capacity | [1350.0, 1400.0] | [[0.0, 1350.0]] | FALSE | 2000
825 | 1.1636 | 5.5665 | 0.0065694 | 1450 | 1500 | max_daily_average_grid_connection_ratio | 0.023952 | [{'constraint': 'max_daily_average_grid_connection_ratio', 'actual': 1.0239520837025522, 'target': 1.0, 'operator': '<=', 'violation': 0.023952083702552196, 'scaled_violation': 0.023952083702552196}] | maximum scale-free violation at first failed capacity | [1450.0, 1500.0] | [[0.0, 1450.0]] | FALSE | 2000
826 | 1.1555 | 7.8606 | 0.00078493 | 1500 | 1550 | max_daily_average_grid_connection_ratio | 0.0057408 | [{'constraint': 'max_daily_average_grid_connection_ratio', 'actual': 1.005740784064916, 'target': 1.0, 'operator': '<=', 'violation': 0.00574078406491596, 'scaled_violation': 0.00574078406491596}] | maximum scale-free violation at first failed capacity | [1500.0, 1550.0] | [[0.0, 1500.0]] | FALSE | 2000
827 | 1.3156 | 5.7603 | 0.0017819 | 1300 | 1350 | max_daily_average_grid_connection_ratio | 0.0034206 | [{'constraint': 'max_daily_average_grid_connection_ratio', 'actual': 1.00342061118581, 'target': 1.0, 'operator': '<=', 'violation': 0.003420611185809941, 'scaled_violation': 0.003420611185809941}] | maximum scale-free violation at first failed capacity | [1300.0, 1350.0] | [[0.0, 1300.0]] | FALSE | 1900 | reclaimed_water_substitution_ratio
828 | 1.2076 | 4.7375 | 0.0042043 | 1400 | 1450 | max_daily_average_grid_connection_ratio | 0.0081218 | [{'constraint': 'max_daily_average_grid_connection_ratio', 'actual': 1.0081218075672234, 'target': 1.0, 'operator': '<=', 'violation': 0.00812180756722336, 'scaled_violation': 0.00812180756722336}] | maximum scale-free violation at first failed capacity | [1400.0, 1450.0] | [[0.0, 1400.0]] | FALSE | 2000
829 | 1.2607 | 8.2313 | 0.0047694 | 1350 | 1400 | max_daily_average_grid_connection_ratio | 0.018827 | [{'constraint': 'max_daily_average_grid_connection_ratio', 'actual': 1.018827481773785, 'target': 1.0, 'operator': '<=', 'violation': 0.018827481773785015, 'scaled_violation': 0.018827481773785015}] | maximum scale-free violation at first failed capacity | [1350.0, 1400.0] | [[0.0, 1350.0]] | FALSE | 2000
830 | 1.2097 | 4.6753 | 0.0040142 | 1400 | 1450 | max_daily_average_grid_connection_ratio | 0.0084128 | [{'constraint': 'max_daily_average_grid_connection_ratio', 'actual': 1.0084128081928634, 'target': 1.0, 'operator': '<=', 'violation': 0.008412808192863386, 'scaled_violation': 0.008412808192863386}] | maximum scale-free violation at first failed capacity | [1400.0, 1450.0] | [[0.0, 1400.0]] | FALSE | 2000
831 | 1.228 | 4.2638 | 0.00094726 | 1400 | 1450 | max_daily_average_grid_connection_ratio | 0.00076464 | [{'constraint': 'max_daily_average_grid_connection_ratio', 'actual': 1.0007646416247757, 'target': 1.0, 'operator': '<=', 'violation': 0.0007646416247757415, 'scaled_violation': 0.0007646416247757415}] | maximum scale-free violation at first failed capacity | [1400.0, 1450.0] | [[0.0, 1400.0]] | FALSE | 1950 | reclaimed_water_substitution_ratio
832 | 1.3445 | 8.5767 | 0.0044657 | 1250 | 1300 | max_daily_average_grid_connection_ratio | 0.0048687 | [{'constraint': 'max_daily_average_grid_connection_ratio', 'actual': 1.004868689613963, 'target': 1.0, 'operator': '<=', 'violation': 0.004868689613962918, 'scaled_violation': 0.004868689613962918}] | maximum scale-free violation at first failed capacity | [1250.0, 1300.0] | [[0.0, 1250.0]] | FALSE | 1900 | reclaimed_water_substitution_ratio
833 | 1.2563 | 6.5279 | 0.004837 | 1350 | 1400 | max_daily_average_grid_connection_ratio | 0.015823 | [{'constraint': 'max_daily_average_grid_connection_ratio', 'actual': 1.015823089202731, 'target': 1.0, 'operator': '<=', 'violation': 0.0158230892027309, 'scaled_violation': 0.0158230892027309}] | maximum scale-free violation at first failed capacity | [1350.0, 1400.0] | [[0.0, 1350.0]] | FALSE | 2000
834 | 1.3415 | 7.8111 | 0.005531 | 1250 | 1300 | max_daily_average_grid_connection_ratio | 0.0096694 | [{'constraint': 'max_daily_average_grid_connection_ratio', 'actual': 1.009669407707408, 'target': 1.0, 'operator': '<=', 'violation': 0.009669407707407984, 'scaled_violation': 0.009669407707407984}] | maximum scale-free violation at first failed capacity | [1250.0, 1300.0] | [[0.0, 1250.0]] | FALSE | 1900 | reclaimed_water_substitution_ratio
835 | 1.2125 | 3.0536 | 0.0079566 | 1250 | 1300 | max_local_connection_ratio | 0.01302 | [{'constraint': 'max_local_connection_ratio', 'actual': 1.0130195332878873, 'target': 1.0, 'operator': '<=', 'violation': 0.013019533287887297, 'scaled_violation': 0.013019533287887297}] | maximum scale-free violation at first failed capacity | [1250.0, 1300.0] | [[0.0, 1250.0]] | FALSE | 1900 | reclaimed_water_substitution_ratio
836 | 1.2301 | 4.0872 | 0.0041133 | 1400 | 1450 | max_daily_average_grid_connection_ratio | 0.025601 | [{'constraint': 'max_daily_average_grid_connection_ratio', 'actual': 1.0256005428994242, 'target': 1.0, 'operator': '<=', 'violation': 0.02560054289942415, 'scaled_violation': 0.02560054289942415}, {'constraint': 'max_local_connection_ratio', 'actual': 1.0009926181044895, 'target': 1.0, 'operator': '<=', 'violation': 0.0009926181044894733, 'scaled_violation': 0.0009926181044894733}] | maximum scale-free violation at first failed capacity | [1400.0, 1450.0] | [[0.0, 1400.0]] | FALSE | 1950 | reclaimed_water_substitution_ratio
837 | 1.336 | 8.7919 | 0.0050897 | 1250 | 1300 | max_daily_average_grid_connection_ratio | 0.0028197 | [{'constraint': 'max_daily_average_grid_connection_ratio', 'actual': 1.0028197106604062, 'target': 1.0, 'operator': '<=', 'violation': 0.002819710660406205, 'scaled_violation': 0.002819710660406205}] | maximum scale-free violation at first failed capacity | [1250.0, 1300.0] | [[0.0, 1250.0]] | FALSE | 1900 | reclaimed_water_substitution_ratio
838 | 1.2194 | 8.7599 | 0.00052096 | 1450 | 1500 | max_daily_average_grid_connection_ratio | 0.024839 | [{'constraint': 'max_daily_average_grid_connection_ratio', 'actual': 1.0248390758270378, 'target': 1.0, 'operator': '<=', 'violation': 0.024839075827037815, 'scaled_violation': 0.024839075827037815}] | maximum scale-free violation at first failed capacity | [1450.0, 1500.0] | [[0.0, 1450.0]] | FALSE | 2000
839 | 1.1478 | 3.9974 | 0.0026394 | 1500 | 1550 | max_daily_average_grid_connection_ratio | 0.013597 | [{'constraint': 'max_daily_average_grid_connection_ratio', 'actual': 1.0135968123942252, 'target': 1.0, 'operator': '<=', 'violation': 0.013596812394225166, 'scaled_violation': 0.013596812394225166}] | maximum scale-free violation at first failed capacity | [1500.0, 1550.0] | [[0.0, 1500.0]] | FALSE | 2000
840 | 1.3554 | 4.949 | 0.002918 | 1250 | 1300 | max_daily_average_grid_connection_ratio | 0.0026193 | [{'constraint': 'max_daily_average_grid_connection_ratio', 'actual': 1.002619324771505, 'target': 1.0, 'operator': '<=', 'violation': 0.0026193247715049495, 'scaled_violation': 0.0026193247715049495}] | maximum scale-free violation at first failed capacity | [1250.0, 1300.0] | [[0.0, 1250.0]] | FALSE | 1800 | reclaimed_water_substitution_ratio
841 | 1.3442 | 6.7643 | 0.0038065 | 1250 | 1300 | max_daily_average_grid_connection_ratio | 0.00032806 | [{'constraint': 'max_daily_average_grid_connection_ratio', 'actual': 1.000328059420998, 'target': 1.0, 'operator': '<=', 'violation': 0.0003280594209980059, 'scaled_violation': 0.0003280594209980059}] | maximum scale-free violation at first failed capacity | [1250.0, 1300.0] | [[0.0, 1250.0]] | FALSE | 1900 | reclaimed_water_substitution_ratio
842 | 1.3182 | 3.7333 | 0.0025503 | 1300 | 1350 | max_local_connection_ratio | 0.015237 | [{'constraint': 'max_local_connection_ratio', 'actual': 1.0152370072950068, 'target': 1.0, 'operator': '<=', 'violation': 0.015237007295006766, 'scaled_violation': 0.015237007295006766}, {'constraint': 'max_daily_average_grid_connection_ratio', 'actual': 1.0106591700447993, 'target': 1.0, 'operator': '<=', 'violation': 0.010659170044799327, 'scaled_violation': 0.010659170044799327}] | maximum scale-free violation at first failed capacity | [1300.0, 1350.0] | [[0.0, 1300.0]] | FALSE | 1750 | reclaimed_water_substitution_ratio
843 | 1.2198 | 6.3824 | 0.0042293 | 1400 | 1450 | max_daily_average_grid_connection_ratio | 0.018123 | [{'constraint': 'max_daily_average_grid_connection_ratio', 'actual': 1.0181231594731721, 'target': 1.0, 'operator': '<=', 'violation': 0.018123159473172112, 'scaled_violation': 0.018123159473172112}] | maximum scale-free violation at first failed capacity | [1400.0, 1450.0] | [[0.0, 1400.0]] | FALSE | 2000
844 | 1.3081 | 8.9657 | 0.0068957 | 1300 | 1350 | max_daily_average_grid_connection_ratio | 0.032667 | [{'constraint': 'max_daily_average_grid_connection_ratio', 'actual': 1.0326669387003187, 'target': 1.0, 'operator': '<=', 'violation': 0.03266693870031867, 'scaled_violation': 0.03266693870031867}] | maximum scale-free violation at first failed capacity | [1300.0, 1350.0] | [[0.0, 1300.0]] | FALSE | 2000
845 | 1.2996 | 7.9388 | 0.0031423 | 1300 | 1350 | max_daily_average_grid_connection_ratio | 0.00067704 | [{'constraint': 'max_daily_average_grid_connection_ratio', 'actual': 1.0006770449101465, 'target': 1.0, 'operator': '<=', 'violation': 0.0006770449101465292, 'scaled_violation': 0.0006770449101465292}] | maximum scale-free violation at first failed capacity | [1300.0, 1350.0] | [[0.0, 1300.0]] | FALSE | 1950 | reclaimed_water_substitution_ratio
846 | 1.3429 | 5.2325 | 0.0019557 | 1300 | 1350 | max_daily_average_grid_connection_ratio | 0.02521 | [{'constraint': 'max_daily_average_grid_connection_ratio', 'actual': 1.0252103162258783, 'target': 1.0, 'operator': '<=', 'violation': 0.025210316225878326, 'scaled_violation': 0.025210316225878326}] | maximum scale-free violation at first failed capacity | [1300.0, 1350.0] | [[0.0, 1300.0]] | FALSE | 1850 | reclaimed_water_substitution_ratio
847 | 1.3435 | 7.9859 | 0.0022994 | 1300 | 1350 | max_daily_average_grid_connection_ratio | 0.027946 | [{'constraint': 'max_daily_average_grid_connection_ratio', 'actual': 1.0279459337841736, 'target': 1.0, 'operator': '<=', 'violation': 0.02794593378417365, 'scaled_violation': 0.02794593378417365}] | maximum scale-free violation at first failed capacity | [1300.0, 1350.0] | [[0.0, 1300.0]] | FALSE | 1850 | reclaimed_water_substitution_ratio
848 | 1.23 | 5.7667 | 0.0041026 | 1400 | 1450 | max_daily_average_grid_connection_ratio | 0.025483 | [{'constraint': 'max_daily_average_grid_connection_ratio', 'actual': 1.0254826879042138, 'target': 1.0, 'operator': '<=', 'violation': 0.02548268790421382, 'scaled_violation': 0.02548268790421382}] | maximum scale-free violation at first failed capacity | [1400.0, 1450.0] | [[0.0, 1400.0]] | FALSE | 2000
849 | 1.2104 | 3.2752 | 0.0047398 | 1350 | 1400 | max_local_connection_ratio | 0.032775 | [{'constraint': 'max_local_connection_ratio', 'actual': 1.0327751751274798, 'target': 1.0, 'operator': '<=', 'violation': 0.03277517512747985, 'scaled_violation': 0.03277517512747985}, {'constraint': 'max_wtw_utilization', 'actual': 0.9508978650663198, 'target': 0.95, 'operator': '<=', 'violation': 0.0008978650663198362, 'scaled_violation': 0.0009451211224419329}] | maximum scale-free violation at first failed capacity | [1350.0, 1400.0] | [[0.0, 1350.0]] | FALSE | 1900 | reclaimed_water_substitution_ratio
850 | 1.1373 | 5.25 | 0.0047838 | 1500 | 1550 | max_daily_average_grid_connection_ratio | 0.021367 | [{'constraint': 'max_daily_average_grid_connection_ratio', 'actual': 1.0213674476035925, 'target': 1.0, 'operator': '<=', 'violation': 0.02136744760359255, 'scaled_violation': 0.02136744760359255}] | maximum scale-free violation at first failed capacity | [1500.0, 1550.0] | [[0.0, 1500.0]] | FALSE | 2000
851 | 1.3181 | 8.3094 | 0.0032402 | 1300 | 1350 | max_daily_average_grid_connection_ratio | 0.015231 | [{'constraint': 'max_daily_average_grid_connection_ratio', 'actual': 1.0152311735674793, 'target': 1.0, 'operator': '<=', 'violation': 0.015231173567479273, 'scaled_violation': 0.015231173567479273}] | maximum scale-free violation at first failed capacity | [1300.0, 1350.0] | [[0.0, 1300.0]] | FALSE | 1900 | reclaimed_water_substitution_ratio
852 | 1.2788 | 8.5017 | 0.0071987 | 1300 | 1350 | max_daily_average_grid_connection_ratio | 0.012611 | [{'constraint': 'max_daily_average_grid_connection_ratio', 'actual': 1.0126111818073866, 'target': 1.0, 'operator': '<=', 'violation': 0.012611181807386629, 'scaled_violation': 0.012611181807386629}] | maximum scale-free violation at first failed capacity | [1300.0, 1350.0] | [[0.0, 1300.0]] | FALSE | 2000
853 | 1.3277 | 5.1006 | 0.002466 | 1300 | 1350 | max_daily_average_grid_connection_ratio | 0.017243 | [{'constraint': 'max_daily_average_grid_connection_ratio', 'actual': 1.01724299109665, 'target': 1.0, 'operator': '<=', 'violation': 0.017242991096650062, 'scaled_violation': 0.017242991096650062}] | maximum scale-free violation at first failed capacity | [1300.0, 1350.0] | [[0.0, 1300.0]] | FALSE | 1850 | reclaimed_water_substitution_ratio
854 | 1.1577 | 3.9645 | 0.001658 | 1500 | 1550 | max_daily_average_grid_connection_ratio | 0.014547 | [{'constraint': 'max_daily_average_grid_connection_ratio', 'actual': 1.0145468979462027, 'target': 1.0, 'operator': '<=', 'violation': 0.014546897946202675, 'scaled_violation': 0.014546897946202675}] | maximum scale-free violation at first failed capacity | [1500.0, 1550.0] | [[0.0, 1500.0]] | FALSE | 2000
855 | 1.2028 | 3.41 | 0.0016981 | 1400 | 1450 | max_local_connection_ratio | 0.02321 | [{'constraint': 'max_local_connection_ratio', 'actual': 1.023209982058062, 'target': 1.0, 'operator': '<=', 'violation': 0.023209982058062018, 'scaled_violation': 0.023209982058062018}] | maximum scale-free violation at first failed capacity | [1400.0, 1450.0] | [[0.0, 1400.0]] | FALSE | 1900 | reclaimed_water_substitution_ratio
856 | 1.3266 | 4.9188 | 0.0056832 | 1300 | 1350 | max_daily_average_grid_connection_ratio | 0.03834 | [{'constraint': 'max_daily_average_grid_connection_ratio', 'actual': 1.0383398458666628, 'target': 1.0, 'operator': '<=', 'violation': 0.038339845866662836, 'scaled_violation': 0.038339845866662836}] | maximum scale-free violation at first failed capacity | [1300.0, 1350.0] | [[0.0, 1300.0]] | FALSE | 1900 | reclaimed_water_substitution_ratio
857 | 1.2237 | 4.7199 | 0.0034502 | 1400 | 1450 | max_daily_average_grid_connection_ratio | 0.01561 | [{'constraint': 'max_daily_average_grid_connection_ratio', 'actual': 1.0156104760380966, 'target': 1.0, 'operator': '<=', 'violation': 0.015610476038096621, 'scaled_violation': 0.015610476038096621}] | maximum scale-free violation at first failed capacity | [1400.0, 1450.0] | [[0.0, 1400.0]] | FALSE | 2000
858 | 1.3283 | 5.0562 | 0.0074656 | 1250 | 1300 | max_daily_average_grid_connection_ratio | 0.012831 | [{'constraint': 'max_daily_average_grid_connection_ratio', 'actual': 1.0128305470917003, 'target': 1.0, 'operator': '<=', 'violation': 0.012830547091700284, 'scaled_violation': 0.012830547091700284}] | maximum scale-free violation at first failed capacity | [1250.0, 1300.0] | [[0.0, 1250.0]] | FALSE | 1950 | reclaimed_water_substitution_ratio
859 | 1.174 | 7.0717 | 0.0051987 | 1450 | 1500 | max_daily_average_grid_connection_ratio | 0.022297 | [{'constraint': 'max_daily_average_grid_connection_ratio', 'actual': 1.0222971233081832, 'target': 1.0, 'operator': '<=', 'violation': 0.02229712330818323, 'scaled_violation': 0.02229712330818323}] | maximum scale-free violation at first failed capacity | [1450.0, 1500.0] | [[0.0, 1450.0]] | FALSE | 2000
860 | 1.2034 | 8.1368 | 0.0063232 | 1400 | 1450 | max_daily_average_grid_connection_ratio | 0.020201 | [{'constraint': 'max_daily_average_grid_connection_ratio', 'actual': 1.0202011058325262, 'target': 1.0, 'operator': '<=', 'violation': 0.02020110583252621, 'scaled_violation': 0.02020110583252621}] | maximum scale-free violation at first failed capacity | [1400.0, 1450.0] | [[0.0, 1400.0]] | FALSE | 2000
861 | 1.3082 | 6.0189 | 0.0007197 | 1350 | 1400 | max_daily_average_grid_connection_ratio | 0.027273 | [{'constraint': 'max_daily_average_grid_connection_ratio', 'actual': 1.0272728325861256, 'target': 1.0, 'operator': '<=', 'violation': 0.02727283258612556, 'scaled_violation': 0.02727283258612556}] | maximum scale-free violation at first failed capacity | [1350.0, 1400.0] | [[0.0, 1350.0]] | FALSE | 1900 | reclaimed_water_substitution_ratio
862 | 1.224 | 8.1701 | 0.00449 | 1400 | 1450 | max_daily_average_grid_connection_ratio | 0.023475 | [{'constraint': 'max_daily_average_grid_connection_ratio', 'actual': 1.02347546967144, 'target': 1.0, 'operator': '<=', 'violation': 0.023475469671440097, 'scaled_violation': 0.023475469671440097}] | maximum scale-free violation at first failed capacity | [1400.0, 1450.0] | [[0.0, 1400.0]] | FALSE | 2000
863 | 1.1628 | 3.9538 | 0.0027018 | 1500 | 1550 | max_daily_average_grid_connection_ratio | 0.02711 | [{'constraint': 'max_daily_average_grid_connection_ratio', 'actual': 1.0271102016788918, 'target': 1.0, 'operator': '<=', 'violation': 0.027110201678891777, 'scaled_violation': 0.027110201678891777}, {'constraint': 'max_local_connection_ratio', 'actual': 1.0126831061630723, 'target': 1.0, 'operator': '<=', 'violation': 0.012683106163072333, 'scaled_violation': 0.012683106163072333}] | maximum scale-free violation at first failed capacity | [1500.0, 1550.0] | [[0.0, 1500.0]] | FALSE | 2000
864 | 1.312 | 4.752 | 0.0051447 | 1300 | 1350 | max_daily_average_grid_connection_ratio | 0.023614 | [{'constraint': 'max_daily_average_grid_connection_ratio', 'actual': 1.023614237449775, 'target': 1.0, 'operator': '<=', 'violation': 0.023614237449774977, 'scaled_violation': 0.023614237449774977}] | maximum scale-free violation at first failed capacity | [1300.0, 1350.0] | [[0.0, 1300.0]] | FALSE | 1900 | reclaimed_water_substitution_ratio
865 | 1.2228 | 8.1749 | 0.0079286 | 1350 | 1400 | max_daily_average_grid_connection_ratio | 0.011519 | [{'constraint': 'max_daily_average_grid_connection_ratio', 'actual': 1.0115186846383566, 'target': 1.0, 'operator': '<=', 'violation': 0.011518684638356591, 'scaled_violation': 0.011518684638356591}] | maximum scale-free violation at first failed capacity | [1350.0, 1400.0] | [[0.0, 1350.0]] | FALSE | 2000
866 | 1.3394 | 5.4162 | 0.0067734 | 1250 | 1300 | max_daily_average_grid_connection_ratio | 0.016317 | [{'constraint': 'max_daily_average_grid_connection_ratio', 'actual': 1.0163172009119414, 'target': 1.0, 'operator': '<=', 'violation': 0.016317200911941443, 'scaled_violation': 0.016317200911941443}] | maximum scale-free violation at first failed capacity | [1250.0, 1300.0] | [[0.0, 1250.0]] | FALSE | 1950 | reclaimed_water_substitution_ratio
867 | 1.1698 | 8.9589 | 0.0031479 | 1450 | 1500 | max_daily_average_grid_connection_ratio | 0.0032123 | [{'constraint': 'max_daily_average_grid_connection_ratio', 'actual': 1.0032122755074302, 'target': 1.0, 'operator': '<=', 'violation': 0.0032122755074301956, 'scaled_violation': 0.0032122755074301956}] | maximum scale-free violation at first failed capacity | [1450.0, 1500.0] | [[0.0, 1450.0]] | FALSE | 2000
868 | 1.1448 | 8.1235 | 0.0025245 | 1500 | 1550 | max_daily_average_grid_connection_ratio | 0.010144 | [{'constraint': 'max_daily_average_grid_connection_ratio', 'actual': 1.0101444672621984, 'target': 1.0, 'operator': '<=', 'violation': 0.01014446726219842, 'scaled_violation': 0.01014446726219842}] | maximum scale-free violation at first failed capacity | [1500.0, 1550.0] | [[0.0, 1500.0]] | FALSE | 2000
869 | 1.1994 | 4.2903 | 0.002121 | 1450 | 1500 | max_daily_average_grid_connection_ratio | 0.020227 | [{'constraint': 'max_daily_average_grid_connection_ratio', 'actual': 1.0202266219027423, 'target': 1.0, 'operator': '<=', 'violation': 0.02022662190274227, 'scaled_violation': 0.02022662190274227}] | maximum scale-free violation at first failed capacity | [1450.0, 1500.0] | [[0.0, 1450.0]] | FALSE | 2000
870 | 1.1256 | 8.8255 | 0.0050267 | 1500 | 1550 | max_daily_average_grid_connection_ratio | 0.013141 | [{'constraint': 'max_daily_average_grid_connection_ratio', 'actual': 1.013141064185488, 'target': 1.0, 'operator': '<=', 'violation': 0.013141064185488105, 'scaled_violation': 0.013141064185488105}] | maximum scale-free violation at first failed capacity | [1500.0, 1550.0] | [[0.0, 1500.0]] | FALSE | 2000
871 | 1.2755 | 3.6874 | 0.0021586 | 1350 | 1400 | max_local_connection_ratio | 0.020786 | [{'constraint': 'max_local_connection_ratio', 'actual': 1.020786421887684, 'target': 1.0, 'operator': '<=', 'violation': 0.020786421887684092, 'scaled_violation': 0.020786421887684092}, {'constraint': 'max_daily_average_grid_connection_ratio', 'actual': 1.0119044201627185, 'target': 1.0, 'operator': '<=', 'violation': 0.011904420162718532, 'scaled_violation': 0.011904420162718532}] | maximum scale-free violation at first failed capacity | [1350.0, 1400.0] | [[0.0, 1350.0]] | FALSE | 1800 | reclaimed_water_substitution_ratio
872 | 1.1301 | 3.3629 | 0.0056507 | 1450 | 1500 | max_local_connection_ratio | 0.031961 | [{'constraint': 'max_local_connection_ratio', 'actual': 1.0319608956979895, 'target': 1.0, 'operator': '<=', 'violation': 0.031960895697989544, 'scaled_violation': 0.031960895697989544}, {'constraint': 'max_wtw_utilization', 'actual': 0.9510068062455244, 'target': 0.95, 'operator': '<=', 'violation': 0.0010068062455244053, 'scaled_violation': 0.0010597960479204267}] | maximum scale-free violation at first failed capacity | [1450.0, 1500.0] | [[0.0, 1450.0]] | FALSE | 2000
873 | 1.321 | 3.6338 | 0.0016854 | 1300 | 1350 | max_local_connection_ratio | 0.020888 | [{'constraint': 'max_local_connection_ratio', 'actual': 1.0208882711014633, 'target': 1.0, 'operator': '<=', 'violation': 0.020888271101463296, 'scaled_violation': 0.020888271101463296}, {'constraint': 'max_daily_average_grid_connection_ratio', 'actual': 1.006859013770658, 'target': 1.0, 'operator': '<=', 'violation': 0.006859013770657896, 'scaled_violation': 0.006859013770657896}] | maximum scale-free violation at first failed capacity | [1300.0, 1350.0] | [[0.0, 1300.0]] | FALSE | 1750 | reclaimed_water_substitution_ratio
874 | 1.2917 | 7.7977 | 0.0064189 | 1300 | 1350 | max_daily_average_grid_connection_ratio | 0.01705 | [{'constraint': 'max_daily_average_grid_connection_ratio', 'actual': 1.0170504500840538, 'target': 1.0, 'operator': '<=', 'violation': 0.017050450084053814, 'scaled_violation': 0.017050450084053814}] | maximum scale-free violation at first failed capacity | [1300.0, 1350.0] | [[0.0, 1300.0]] | FALSE | 2000
875 | 1.2183 | 5.5704 | 0.0071499 | 1350 | 1400 | max_daily_average_grid_connection_ratio | 0.0025468 | [{'constraint': 'max_daily_average_grid_connection_ratio', 'actual': 1.002546844004495, 'target': 1.0, 'operator': '<=', 'violation': 0.002546844004494897, 'scaled_violation': 0.002546844004494897}] | maximum scale-free violation at first failed capacity | [1350.0, 1400.0] | [[0.0, 1350.0]] | FALSE | 2000
876 | 1.2424 | 7.416 | 0.0015611 | 1400 | 1450 | max_daily_average_grid_connection_ratio | 0.016914 | [{'constraint': 'max_daily_average_grid_connection_ratio', 'actual': 1.0169136034019712, 'target': 1.0, 'operator': '<=', 'violation': 0.016913603401971233, 'scaled_violation': 0.016913603401971233}] | maximum scale-free violation at first failed capacity | [1400.0, 1450.0] | [[0.0, 1400.0]] | FALSE | 2000
877 | 1.1938 | 8.6627 | 0.0023309 | 1450 | 1500 | max_daily_average_grid_connection_ratio | 0.017086 | [{'constraint': 'max_daily_average_grid_connection_ratio', 'actual': 1.0170864315310433, 'target': 1.0, 'operator': '<=', 'violation': 0.017086431531043278, 'scaled_violation': 0.017086431531043278}] | maximum scale-free violation at first failed capacity | [1450.0, 1500.0] | [[0.0, 1450.0]] | FALSE | 2000
878 | 1.129 | 3.8786 | 0.0074396 | 1450 | 1500 | max_daily_average_grid_connection_ratio | 0.0016001 | [{'constraint': 'max_daily_average_grid_connection_ratio', 'actual': 1.001600071075841, 'target': 1.0, 'operator': '<=', 'violation': 0.0016000710758410364, 'scaled_violation': 0.0016000710758410364}] | maximum scale-free violation at first failed capacity | [1450.0, 1500.0] | [[0.0, 1450.0]] | FALSE | 2000
879 | 1.322 | 7.9908 | 0.006809 | 1250 | 1300 | max_daily_average_grid_connection_ratio | 0.003919 | [{'constraint': 'max_daily_average_grid_connection_ratio', 'actual': 1.003919027284706, 'target': 1.0, 'operator': '<=', 'violation': 0.003919027284706056, 'scaled_violation': 0.003919027284706056}] | maximum scale-free violation at first failed capacity | [1250.0, 1300.0] | [[0.0, 1250.0]] | FALSE | 1950 | reclaimed_water_substitution_ratio
880 | 1.207 | 3.476 | 0.0023681 | 1400 | 1450 | max_local_connection_ratio | 0.024368 | [{'constraint': 'max_local_connection_ratio', 'actual': 1.0243679164063175, 'target': 1.0, 'operator': '<=', 'violation': 0.024367916406317525, 'scaled_violation': 0.024367916406317525}] | maximum scale-free violation at first failed capacity | [1400.0, 1450.0] | [[0.0, 1400.0]] | FALSE | 1900 | reclaimed_water_substitution_ratio
881 | 1.1622 | 6.8285 | 0.0075056 | 1450 | 1500 | max_daily_average_grid_connection_ratio | 0.029832 | [{'constraint': 'max_daily_average_grid_connection_ratio', 'actual': 1.0298316306747188, 'target': 1.0, 'operator': '<=', 'violation': 0.029831630674718834, 'scaled_violation': 0.029831630674718834}] | maximum scale-free violation at first failed capacity | [1450.0, 1500.0] | [[0.0, 1450.0]] | FALSE | 2000
882 | 1.3146 | 7.4826 | 0.0046637 | 1300 | 1350 | max_daily_average_grid_connection_ratio | 0.022325 | [{'constraint': 'max_daily_average_grid_connection_ratio', 'actual': 1.0223246494764886, 'target': 1.0, 'operator': '<=', 'violation': 0.0223246494764886, 'scaled_violation': 0.0223246494764886}] | maximum scale-free violation at first failed capacity | [1300.0, 1350.0] | [[0.0, 1300.0]] | FALSE | 1950 | reclaimed_water_substitution_ratio
883 | 1.231 | 7.3547 | 0.004581 | 1400 | 1450 | max_daily_average_grid_connection_ratio | 0.029759 | [{'constraint': 'max_daily_average_grid_connection_ratio', 'actual': 1.0297594699767179, 'target': 1.0, 'operator': '<=', 'violation': 0.029759469976717856, 'scaled_violation': 0.029759469976717856}] | maximum scale-free violation at first failed capacity | [1400.0, 1450.0] | [[0.0, 1400.0]] | FALSE | 2000
884 | 1.2827 | 6.0122 | 0.00054498 | 1350 | 1400 | max_daily_average_grid_connection_ratio | 0.0061721 | [{'constraint': 'max_daily_average_grid_connection_ratio', 'actual': 1.0061721242982384, 'target': 1.0, 'operator': '<=', 'violation': 0.006172124298238435, 'scaled_violation': 0.006172124298238435}] | maximum scale-free violation at first failed capacity | [1350.0, 1400.0] | [[0.0, 1350.0]] | FALSE | 1950 | reclaimed_water_substitution_ratio
885 | 1.3356 | 3.0587 | 0.002082 | 1200 | 1250 | max_local_connection_ratio | 0.026295 | [{'constraint': 'max_local_connection_ratio', 'actual': 1.026294716241675, 'target': 1.0, 'operator': '<=', 'violation': 0.026294716241674898, 'scaled_violation': 0.026294716241674898}] | maximum scale-free violation at first failed capacity | [1200.0, 1250.0] | [[0.0, 1200.0]] | FALSE | 1650 | reclaimed_water_substitution_ratio
886 | 1.1861 | 8.8391 | 0.0019734 | 1450 | 1500 | max_daily_average_grid_connection_ratio | 0.0079516 | [{'constraint': 'max_daily_average_grid_connection_ratio', 'actual': 1.0079515604715554, 'target': 1.0, 'operator': '<=', 'violation': 0.00795156047155543, 'scaled_violation': 0.00795156047155543}] | maximum scale-free violation at first failed capacity | [1450.0, 1500.0] | [[0.0, 1450.0]] | FALSE | 2000
887 | 1.1529 | 5.861 | 0.0075978 | 1450 | 1500 | max_daily_average_grid_connection_ratio | 0.022768 | [{'constraint': 'max_daily_average_grid_connection_ratio', 'actual': 1.0227681523499281, 'target': 1.0, 'operator': '<=', 'violation': 0.022768152349928128, 'scaled_violation': 0.022768152349928128}] | maximum scale-free violation at first failed capacity | [1450.0, 1500.0] | [[0.0, 1450.0]] | FALSE | 2000
888 | 1.1627 | 3.5077 | 0.0022927 | 1450 | 1500 | max_local_connection_ratio | 0.017463 | [{'constraint': 'max_local_connection_ratio', 'actual': 1.0174628467660238, 'target': 1.0, 'operator': '<=', 'violation': 0.017462846766023832, 'scaled_violation': 0.017462846766023832}] | maximum scale-free violation at first failed capacity | [1450.0, 1500.0] | [[0.0, 1450.0]] | FALSE | 2000
889 | 1.3568 | 5.4199 | 0.00054559 | 1300 | 1350 | max_daily_average_grid_connection_ratio | 0.026041 | [{'constraint': 'max_daily_average_grid_connection_ratio', 'actual': 1.0260411988474278, 'target': 1.0, 'operator': '<=', 'violation': 0.026041198847427838, 'scaled_violation': 0.026041198847427838}] | maximum scale-free violation at first failed capacity | [1300.0, 1350.0] | [[0.0, 1300.0]] | FALSE | 1800 | reclaimed_water_substitution_ratio
890 | 1.2098 | 7.2656 | 0.0019958 | 1450 | 1500 | max_daily_average_grid_connection_ratio | 0.027967 | [{'constraint': 'max_daily_average_grid_connection_ratio', 'actual': 1.0279668008292542, 'target': 1.0, 'operator': '<=', 'violation': 0.02796680082925418, 'scaled_violation': 0.02796680082925418}] | maximum scale-free violation at first failed capacity | [1450.0, 1500.0] | [[0.0, 1450.0]] | FALSE | 2000
891 | 1.1618 | 7.6133 | 0.0078428 | 1450 | 1500 | max_daily_average_grid_connection_ratio | 0.032101 | [{'constraint': 'max_daily_average_grid_connection_ratio', 'actual': 1.0321006044649252, 'target': 1.0, 'operator': '<=', 'violation': 0.03210060446492524, 'scaled_violation': 0.03210060446492524}] | maximum scale-free violation at first failed capacity | [1450.0, 1500.0] | [[0.0, 1450.0]] | FALSE | 2000
892 | 1.249 | 6.9359 | 0.0045709 | 1350 | 1400 | max_daily_average_grid_connection_ratio | 0.0082902 | [{'constraint': 'max_daily_average_grid_connection_ratio', 'actual': 1.008290241468576, 'target': 1.0, 'operator': '<=', 'violation': 0.008290241468575932, 'scaled_violation': 0.008290241468575932}] | maximum scale-free violation at first failed capacity | [1350.0, 1400.0] | [[0.0, 1350.0]] | FALSE | 2000
893 | 1.1648 | 5.7852 | 0.0055527 | 1450 | 1500 | max_daily_average_grid_connection_ratio | 0.017257 | [{'constraint': 'max_daily_average_grid_connection_ratio', 'actual': 1.0172566864813326, 'target': 1.0, 'operator': '<=', 'violation': 0.017256686481332606, 'scaled_violation': 0.017256686481332606}] | maximum scale-free violation at first failed capacity | [1450.0, 1500.0] | [[0.0, 1450.0]] | FALSE | 2000
894 | 1.1888 | 8.0741 | 0.002853 | 1450 | 1500 | max_daily_average_grid_connection_ratio | 0.016905 | [{'constraint': 'max_daily_average_grid_connection_ratio', 'actual': 1.0169046777724664, 'target': 1.0, 'operator': '<=', 'violation': 0.016904677772466403, 'scaled_violation': 0.016904677772466403}] | maximum scale-free violation at first failed capacity | [1450.0, 1500.0] | [[0.0, 1450.0]] | FALSE | 2000
895 | 1.2605 | 5.754 | 0.0048689 | 1350 | 1400 | max_daily_average_grid_connection_ratio | 0.019377 | [{'constraint': 'max_daily_average_grid_connection_ratio', 'actual': 1.0193768380736008, 'target': 1.0, 'operator': '<=', 'violation': 0.0193768380736008, 'scaled_violation': 0.0193768380736008}] | maximum scale-free violation at first failed capacity | [1350.0, 1400.0] | [[0.0, 1350.0]] | FALSE | 2000
896 | 1.2694 | 8.3771 | 0.0077517 | 1300 | 1350 | max_daily_average_grid_connection_ratio | 0.0092978 | [{'constraint': 'max_daily_average_grid_connection_ratio', 'actual': 1.0092977857107897, 'target': 1.0, 'operator': '<=', 'violation': 0.009297785710789652, 'scaled_violation': 0.009297785710789652}] | maximum scale-free violation at first failed capacity | [1300.0, 1350.0] | [[0.0, 1300.0]] | FALSE | 2000
897 | 1.2726 | 7.1497 | 0.0012791 | 1350 | 1400 | max_daily_average_grid_connection_ratio | 0.0034593 | [{'constraint': 'max_daily_average_grid_connection_ratio', 'actual': 1.0034592505940496, 'target': 1.0, 'operator': '<=', 'violation': 0.003459250594049612, 'scaled_violation': 0.003459250594049612}] | maximum scale-free violation at first failed capacity | [1350.0, 1400.0] | [[0.0, 1350.0]] | FALSE | 1950 | reclaimed_water_substitution_ratio
898 | 1.2744 | 4.723 | 0.0068604 | 1300 | 1350 | max_daily_average_grid_connection_ratio | 0.0070022 | [{'constraint': 'max_daily_average_grid_connection_ratio', 'actual': 1.0070022067705453, 'target': 1.0, 'operator': '<=', 'violation': 0.007002206770545305, 'scaled_violation': 0.007002206770545305}] | maximum scale-free violation at first failed capacity | [1300.0, 1350.0] | [[0.0, 1300.0]] | FALSE | 2000
899 | 1.314 | 7.5784 | 0.00080841 | 1350 | 1400 | max_daily_average_grid_connection_ratio | 0.032463 | [{'constraint': 'max_daily_average_grid_connection_ratio', 'actual': 1.0324626363021994, 'target': 1.0, 'operator': '<=', 'violation': 0.032462636302199366, 'scaled_violation': 0.032462636302199366}] | maximum scale-free violation at first failed capacity | [1350.0, 1400.0] | [[0.0, 1350.0]] | FALSE | 1900 | reclaimed_water_substitution_ratio
900 | 1.2761 | 3.4854 | 0.007919 | 1250 | 1300 | max_local_connection_ratio | 0.0066411 | [{'constraint': 'max_local_connection_ratio', 'actual': 1.0066410641337593, 'target': 1.0, 'operator': '<=', 'violation': 0.006641064133759311, 'scaled_violation': 0.006641064133759311}] | maximum scale-free violation at first failed capacity | [1250.0, 1300.0] | [[0.0, 1250.0]] | FALSE | 1900 | reclaimed_water_substitution_ratio
901 | 1.2324 | 8.436 | 0.0016849 | 1400 | 1450 | max_daily_average_grid_connection_ratio | 0.0097275 | [{'constraint': 'max_daily_average_grid_connection_ratio', 'actual': 1.0097275184603036, 'target': 1.0, 'operator': '<=', 'violation': 0.009727518460303619, 'scaled_violation': 0.009727518460303619}] | maximum scale-free violation at first failed capacity | [1400.0, 1450.0] | [[0.0, 1400.0]] | FALSE | 2000
902 | 1.3542 | 6.3704 | 0.0032942 | 1250 | 1300 | max_daily_average_grid_connection_ratio | 0.004213 | [{'constraint': 'max_daily_average_grid_connection_ratio', 'actual': 1.0042129513448546, 'target': 1.0, 'operator': '<=', 'violation': 0.004212951344854554, 'scaled_violation': 0.004212951344854554}] | maximum scale-free violation at first failed capacity | [1250.0, 1300.0] | [[0.0, 1250.0]] | FALSE | 1850 | reclaimed_water_substitution_ratio
903 | 1.2466 | 4.0516 | 0.0053915 | 1350 | 1400 | max_daily_average_grid_connection_ratio | 0.012201 | [{'constraint': 'max_daily_average_grid_connection_ratio', 'actual': 1.0122012458096645, 'target': 1.0, 'operator': '<=', 'violation': 0.01220124580966453, 'scaled_violation': 0.01220124580966453}] | maximum scale-free violation at first failed capacity | [1350.0, 1400.0] | [[0.0, 1350.0]] | FALSE | 1950 | reclaimed_water_substitution_ratio
904 | 1.2542 | 4.6696 | 0.0043217 | 1350 | 1400 | max_daily_average_grid_connection_ratio | 0.010569 | [{'constraint': 'max_daily_average_grid_connection_ratio', 'actual': 1.0105687723905175, 'target': 1.0, 'operator': '<=', 'violation': 0.010568772390517456, 'scaled_violation': 0.010568772390517456}] | maximum scale-free violation at first failed capacity | [1350.0, 1400.0] | [[0.0, 1350.0]] | FALSE | 2000
905 | 1.3356 | 6.0045 | 0.002864 | 1300 | 1350 | max_daily_average_grid_connection_ratio | 0.02591 | [{'constraint': 'max_daily_average_grid_connection_ratio', 'actual': 1.0259100327880368, 'target': 1.0, 'operator': '<=', 'violation': 0.02591003278803683, 'scaled_violation': 0.02591003278803683}] | maximum scale-free violation at first failed capacity | [1300.0, 1350.0] | [[0.0, 1300.0]] | FALSE | 1900 | reclaimed_water_substitution_ratio
906 | 1.1774 | 7.9535 | 0.0061112 | 1450 | 1500 | max_daily_average_grid_connection_ratio | 0.032039 | [{'constraint': 'max_daily_average_grid_connection_ratio', 'actual': 1.0320391974551246, 'target': 1.0, 'operator': '<=', 'violation': 0.032039197455124624, 'scaled_violation': 0.032039197455124624}] | maximum scale-free violation at first failed capacity | [1450.0, 1500.0] | [[0.0, 1450.0]] | FALSE | 2000
907 | 1.1948 | 8.1314 | 0.0015831 | 1450 | 1500 | max_daily_average_grid_connection_ratio | 0.012303 | [{'constraint': 'max_daily_average_grid_connection_ratio', 'actual': 1.0123032066395203, 'target': 1.0, 'operator': '<=', 'violation': 0.012303206639520337, 'scaled_violation': 0.012303206639520337}] | maximum scale-free violation at first failed capacity | [1450.0, 1500.0] | [[0.0, 1450.0]] | FALSE | 2000
908 | 1.1571 | 8.3053 | 0.0073212 | 1450 | 1500 | max_daily_average_grid_connection_ratio | 0.024203 | [{'constraint': 'max_daily_average_grid_connection_ratio', 'actual': 1.0242029346450647, 'target': 1.0, 'operator': '<=', 'violation': 0.024202934645064733, 'scaled_violation': 0.024202934645064733}] | maximum scale-free violation at first failed capacity | [1450.0, 1500.0] | [[0.0, 1450.0]] | FALSE | 2000
909 | 1.1993 | 5.4864 | 0.0025102 | 1450 | 1500 | max_daily_average_grid_connection_ratio | 0.023103 | [{'constraint': 'max_daily_average_grid_connection_ratio', 'actual': 1.0231033686407858, 'target': 1.0, 'operator': '<=', 'violation': 0.02310336864078577, 'scaled_violation': 0.02310336864078577}] | maximum scale-free violation at first failed capacity | [1450.0, 1500.0] | [[0.0, 1450.0]] | FALSE | 2000
910 | 1.1224 | 6.6067 | 0.00097453 | 1550 | 1600 | max_daily_average_grid_connection_ratio | 0.010197 | [{'constraint': 'max_daily_average_grid_connection_ratio', 'actual': 1.0101965642526156, 'target': 1.0, 'operator': '<=', 'violation': 0.010196564252615614, 'scaled_violation': 0.010196564252615614}] | maximum scale-free violation at first failed capacity | [1550.0, 1600.0] | [[0.0, 1550.0]] | FALSE | 2000
911 | 1.3032 | 5.815 | 0.0046065 | 1300 | 1350 | max_daily_average_grid_connection_ratio | 0.013325 | [{'constraint': 'max_daily_average_grid_connection_ratio', 'actual': 1.0133252307332539, 'target': 1.0, 'operator': '<=', 'violation': 0.013325230733253868, 'scaled_violation': 0.013325230733253868}] | maximum scale-free violation at first failed capacity | [1300.0, 1350.0] | [[0.0, 1300.0]] | FALSE | 1950 | reclaimed_water_substitution_ratio
912 | 1.2686 | 8.1343 | 0.0076533 | 1300 | 1350 | max_daily_average_grid_connection_ratio | 0.0080702 | [{'constraint': 'max_daily_average_grid_connection_ratio', 'actual': 1.0080702105047443, 'target': 1.0, 'operator': '<=', 'violation': 0.008070210504744324, 'scaled_violation': 0.008070210504744324}] | maximum scale-free violation at first failed capacity | [1300.0, 1350.0] | [[0.0, 1300.0]] | FALSE | 2000
913 | 1.3593 | 3.2498 | 0.00099966 | 1200 | 1250 | max_local_connection_ratio | 0.010029 | [{'constraint': 'max_local_connection_ratio', 'actual': 1.0100291484264643, 'target': 1.0, 'operator': '<=', 'violation': 0.010029148426464296, 'scaled_violation': 0.010029148426464296}] | maximum scale-free violation at first failed capacity | [1200.0, 1250.0] | [[0.0, 1200.0]] | FALSE | 1650 | reclaimed_water_substitution_ratio
914 | 1.202 | 6.4701 | 0.0011004 | 1450 | 1500 | max_daily_average_grid_connection_ratio | 0.014613 | [{'constraint': 'max_daily_average_grid_connection_ratio', 'actual': 1.014613251471159, 'target': 1.0, 'operator': '<=', 'violation': 0.014613251471158994, 'scaled_violation': 0.014613251471158994}] | maximum scale-free violation at first failed capacity | [1450.0, 1500.0] | [[0.0, 1450.0]] | FALSE | 2000
915 | 1.2023 | 7.8639 | 0.0049312 | 1400 | 1450 | max_daily_average_grid_connection_ratio | 0.0091625 | [{'constraint': 'max_daily_average_grid_connection_ratio', 'actual': 1.0091624784579944, 'target': 1.0, 'operator': '<=', 'violation': 0.00916247845799445, 'scaled_violation': 0.00916247845799445}] | maximum scale-free violation at first failed capacity | [1400.0, 1450.0] | [[0.0, 1400.0]] | FALSE | 2000
916 | 1.2114 | 3.8729 | 0.0036793 | 1400 | 1450 | max_daily_average_grid_connection_ratio | 0.007318 | [{'constraint': 'max_daily_average_grid_connection_ratio', 'actual': 1.007318043356346, 'target': 1.0, 'operator': '<=', 'violation': 0.0073180433563460046, 'scaled_violation': 0.0073180433563460046}] | maximum scale-free violation at first failed capacity | [1400.0, 1450.0] | [[0.0, 1400.0]] | FALSE | 1950 | reclaimed_water_substitution_ratio
917 | 1.2427 | 4.0674 | 0.002609 | 1400 | 1450 | max_daily_average_grid_connection_ratio | 0.024822 | [{'constraint': 'max_daily_average_grid_connection_ratio', 'actual': 1.02482177121999, 'target': 1.0, 'operator': '<=', 'violation': 0.024821771219990074, 'scaled_violation': 0.024821771219990074}, {'constraint': 'max_local_connection_ratio', 'actual': 1.0016920806878167, 'target': 1.0, 'operator': '<=', 'violation': 0.0016920806878166772, 'scaled_violation': 0.0016920806878166772}] | maximum scale-free violation at first failed capacity | [1400.0, 1450.0] | [[0.0, 1400.0]] | FALSE | 1900 | reclaimed_water_substitution_ratio
918 | 1.123 | 7.3314 | 0.0013856 | 1550 | 1600 | max_daily_average_grid_connection_ratio | 0.014094 | [{'constraint': 'max_daily_average_grid_connection_ratio', 'actual': 1.0140941897915783, 'target': 1.0, 'operator': '<=', 'violation': 0.014094189791578282, 'scaled_violation': 0.014094189791578282}] | maximum scale-free violation at first failed capacity | [1550.0, 1600.0] | [[0.0, 1550.0]] | FALSE | 2000
919 | 1.3432 | 8.7617 | 0.0021565 | 1300 | 1350 | max_daily_average_grid_connection_ratio | 0.026766 | [{'constraint': 'max_daily_average_grid_connection_ratio', 'actual': 1.0267660835769625, 'target': 1.0, 'operator': '<=', 'violation': 0.02676608357696253, 'scaled_violation': 0.02676608357696253}] | maximum scale-free violation at first failed capacity | [1300.0, 1350.0] | [[0.0, 1300.0]] | FALSE | 1850 | reclaimed_water_substitution_ratio
920 | 1.2749 | 5.7086 | 0.0017744 | 1350 | 1400 | max_daily_average_grid_connection_ratio | 0.0087214 | [{'constraint': 'max_daily_average_grid_connection_ratio', 'actual': 1.0087213600187908, 'target': 1.0, 'operator': '<=', 'violation': 0.008721360018790758, 'scaled_violation': 0.008721360018790758}] | maximum scale-free violation at first failed capacity | [1350.0, 1400.0] | [[0.0, 1350.0]] | FALSE | 1950 | reclaimed_water_substitution_ratio
921 | 1.1233 | 3.4894 | 0.0016611 | 1500 | 1550 | max_local_connection_ratio | 0.013241 | [{'constraint': 'max_local_connection_ratio', 'actual': 1.013240539833701, 'target': 1.0, 'operator': '<=', 'violation': 0.013240539833700993, 'scaled_violation': 0.013240539833700993}] | maximum scale-free violation at first failed capacity | [1500.0, 1550.0] | [[0.0, 1500.0]] | FALSE | 2000
922 | 1.264 | 8.697 | 0.0053094 | 1350 | 1400 | max_daily_average_grid_connection_ratio | 0.025242 | [{'constraint': 'max_daily_average_grid_connection_ratio', 'actual': 1.0252415610979149, 'target': 1.0, 'operator': '<=', 'violation': 0.025241561097914866, 'scaled_violation': 0.025241561097914866}] | maximum scale-free violation at first failed capacity | [1350.0, 1400.0] | [[0.0, 1350.0]] | FALSE | 2000
923 | 1.3501 | 8.1139 | 0.0018096 | 1300 | 1350 | max_daily_average_grid_connection_ratio | 0.029635 | [{'constraint': 'max_daily_average_grid_connection_ratio', 'actual': 1.0296345959767652, 'target': 1.0, 'operator': '<=', 'violation': 0.02963459597676521, 'scaled_violation': 0.02963459597676521}] | maximum scale-free violation at first failed capacity | [1300.0, 1350.0] | [[0.0, 1300.0]] | FALSE | 1850 | reclaimed_water_substitution_ratio
924 | 1.215 | 7.7185 | 0.0062746 | 1400 | 1450 | max_daily_average_grid_connection_ratio | 0.029252 | [{'constraint': 'max_daily_average_grid_connection_ratio', 'actual': 1.029251728665393, 'target': 1.0, 'operator': '<=', 'violation': 0.02925172866539305, 'scaled_violation': 0.02925172866539305}] | maximum scale-free violation at first failed capacity | [1400.0, 1450.0] | [[0.0, 1400.0]] | FALSE | 2000
925 | 1.1548 | 4.3991 | 0.0020644 | 1500 | 1550 | max_daily_average_grid_connection_ratio | 0.015184 | [{'constraint': 'max_daily_average_grid_connection_ratio', 'actual': 1.0151844307255495, 'target': 1.0, 'operator': '<=', 'violation': 0.015184430725549536, 'scaled_violation': 0.015184430725549536}] | maximum scale-free violation at first failed capacity | [1500.0, 1550.0] | [[0.0, 1500.0]] | FALSE | 2000
926 | 1.3036 | 4.1726 | 0.0058134 | 1300 | 1350 | max_daily_average_grid_connection_ratio | 0.02191 | [{'constraint': 'max_daily_average_grid_connection_ratio', 'actual': 1.0219101598446019, 'target': 1.0, 'operator': '<=', 'violation': 0.021910159844601873, 'scaled_violation': 0.021910159844601873}] | maximum scale-free violation at first failed capacity | [1300.0, 1350.0] | [[0.0, 1300.0]] | FALSE | 1900 | reclaimed_water_substitution_ratio
927 | 1.3054 | 5.3399 | 0.0039209 | 1300 | 1350 | max_daily_average_grid_connection_ratio | 0.010298 | [{'constraint': 'max_daily_average_grid_connection_ratio', 'actual': 1.0102976173550091, 'target': 1.0, 'operator': '<=', 'violation': 0.010297617355009114, 'scaled_violation': 0.010297617355009114}] | maximum scale-free violation at first failed capacity | [1300.0, 1350.0] | [[0.0, 1300.0]] | FALSE | 1950 | reclaimed_water_substitution_ratio
928 | 1.2299 | 8.037 | 0.0065383 | 1350 | 1400 | max_daily_average_grid_connection_ratio | 0.0072603 | [{'constraint': 'max_daily_average_grid_connection_ratio', 'actual': 1.0072602661833083, 'target': 1.0, 'operator': '<=', 'violation': 0.007260266183308328, 'scaled_violation': 0.007260266183308328}] | maximum scale-free violation at first failed capacity | [1350.0, 1400.0] | [[0.0, 1350.0]] | FALSE | 2000
929 | 1.3389 | 5.4428 | 0.003349 | 1300 | 1350 | max_daily_average_grid_connection_ratio | 0.031653 | [{'constraint': 'max_daily_average_grid_connection_ratio', 'actual': 1.0316533816598592, 'target': 1.0, 'operator': '<=', 'violation': 0.0316533816598592, 'scaled_violation': 0.0316533816598592}] | maximum scale-free violation at first failed capacity | [1300.0, 1350.0] | [[0.0, 1300.0]] | FALSE | 1900 | reclaimed_water_substitution_ratio
930 | 1.2372 | 8.8933 | 0.0063006 | 1350 | 1400 | max_daily_average_grid_connection_ratio | 0.011304 | [{'constraint': 'max_daily_average_grid_connection_ratio', 'actual': 1.011303642845361, 'target': 1.0, 'operator': '<=', 'violation': 0.011303642845361006, 'scaled_violation': 0.011303642845361006}] | maximum scale-free violation at first failed capacity | [1350.0, 1400.0] | [[0.0, 1350.0]] | FALSE | 2000
931 | 1.208 | 8.5336 | 0.0079505 | 1350 | 1400 | max_daily_average_grid_connection_ratio | 0.00015107 | [{'constraint': 'max_daily_average_grid_connection_ratio', 'actual': 1.0001510659171993, 'target': 1.0, 'operator': '<=', 'violation': 0.00015106591719926676, 'scaled_violation': 0.00015106591719926676}] | maximum scale-free violation at first failed capacity | [1350.0, 1400.0] | [[0.0, 1350.0]] | FALSE | 2000
932 | 1.3342 | 5.5339 | 0.00070525 | 1300 | 1350 | max_daily_average_grid_connection_ratio | 0.010115 | [{'constraint': 'max_daily_average_grid_connection_ratio', 'actual': 1.010115120586173, 'target': 1.0, 'operator': '<=', 'violation': 0.010115120586172921, 'scaled_violation': 0.010115120586172921}] | maximum scale-free violation at first failed capacity | [1300.0, 1350.0] | [[0.0, 1300.0]] | FALSE | 1850 | reclaimed_water_substitution_ratio
933 | 1.3085 | 6.9426 | 0.0052916 | 1300 | 1350 | max_daily_average_grid_connection_ratio | 0.022009 | [{'constraint': 'max_daily_average_grid_connection_ratio', 'actual': 1.0220092546115795, 'target': 1.0, 'operator': '<=', 'violation': 0.022009254611579543, 'scaled_violation': 0.022009254611579543}] | maximum scale-free violation at first failed capacity | [1300.0, 1350.0] | [[0.0, 1300.0]] | FALSE | 1950 | reclaimed_water_substitution_ratio
934 | 1.2134 | 8.3732 | 0.0025306 | 1400 | 1450 | max_daily_average_grid_connection_ratio | 0.00054282 | [{'constraint': 'max_daily_average_grid_connection_ratio', 'actual': 1.0005428178360114, 'target': 1.0, 'operator': '<=', 'violation': 0.0005428178360114, 'scaled_violation': 0.0005428178360114}] | maximum scale-free violation at first failed capacity | [1400.0, 1450.0] | [[0.0, 1400.0]] | FALSE | 2000
935 | 1.1849 | 6.0666 | 0.0060651 | 1400 | 1450 | max_daily_average_grid_connection_ratio | 0.0033622 | [{'constraint': 'max_daily_average_grid_connection_ratio', 'actual': 1.003362244427906, 'target': 1.0, 'operator': '<=', 'violation': 0.0033622444279060026, 'scaled_violation': 0.0033622444279060026}] | maximum scale-free violation at first failed capacity | [1400.0, 1450.0] | [[0.0, 1400.0]] | FALSE | 2000
936 | 1.2375 | 7.2323 | 0.006364 | 1350 | 1400 | max_daily_average_grid_connection_ratio | 0.011988 | [{'constraint': 'max_daily_average_grid_connection_ratio', 'actual': 1.011988377454481, 'target': 1.0, 'operator': '<=', 'violation': 0.011988377454480892, 'scaled_violation': 0.011988377454480892}] | maximum scale-free violation at first failed capacity | [1350.0, 1400.0] | [[0.0, 1350.0]] | FALSE | 2000
937 | 1.2949 | 4.0732 | 0.0075308 | 1300 | 1350 | max_daily_average_grid_connection_ratio | 0.027001 | [{'constraint': 'max_daily_average_grid_connection_ratio', 'actual': 1.0270010443405926, 'target': 1.0, 'operator': '<=', 'violation': 0.027001044340592584, 'scaled_violation': 0.027001044340592584}, {'constraint': 'max_local_connection_ratio', 'actual': 1.0033899360691805, 'target': 1.0, 'operator': '<=', 'violation': 0.003389936069180477, 'scaled_violation': 0.003389936069180477}] | maximum scale-free violation at first failed capacity | [1300.0, 1350.0] | [[0.0, 1300.0]] | FALSE | 1900 | reclaimed_water_substitution_ratio
938 | 1.2283 | 4.1262 | 0.0013692 | 1400 | 1450 | max_daily_average_grid_connection_ratio | 0.0041135 | [{'constraint': 'max_daily_average_grid_connection_ratio', 'actual': 1.0041134769495903, 'target': 1.0, 'operator': '<=', 'violation': 0.0041134769495903, 'scaled_violation': 0.0041134769495903}] | maximum scale-free violation at first failed capacity | [1400.0, 1450.0] | [[0.0, 1400.0]] | FALSE | 1950 | reclaimed_water_substitution_ratio
939 | 1.1774 | 7.3876 | 0.0067907 | 1400 | 1450 | max_daily_average_grid_connection_ratio | 0.0025613 | [{'constraint': 'max_daily_average_grid_connection_ratio', 'actual': 1.002561292391455, 'target': 1.0, 'operator': '<=', 'violation': 0.0025612923914550834, 'scaled_violation': 0.0025612923914550834}] | maximum scale-free violation at first failed capacity | [1400.0, 1450.0] | [[0.0, 1400.0]] | FALSE | 2000
940 | 1.3379 | 4.8986 | 0.00050667 | 1300 | 1350 | max_daily_average_grid_connection_ratio | 0.01156 | [{'constraint': 'max_daily_average_grid_connection_ratio', 'actual': 1.0115600492392114, 'target': 1.0, 'operator': '<=', 'violation': 0.01156004923921139, 'scaled_violation': 0.01156004923921139}] | maximum scale-free violation at first failed capacity | [1300.0, 1350.0] | [[0.0, 1300.0]] | FALSE | 1800 | reclaimed_water_substitution_ratio
941 | 1.1525 | 7.3008 | 0.007002 | 1450 | 1500 | max_daily_average_grid_connection_ratio | 0.01789 | [{'constraint': 'max_daily_average_grid_connection_ratio', 'actual': 1.017889860266023, 'target': 1.0, 'operator': '<=', 'violation': 0.017889860266022906, 'scaled_violation': 0.017889860266022906}] | maximum scale-free violation at first failed capacity | [1450.0, 1500.0] | [[0.0, 1450.0]] | FALSE | 2000
942 | 1.2966 | 8.9553 | 0.0015529 | 1350 | 1400 | max_daily_average_grid_connection_ratio | 0.024154 | [{'constraint': 'max_daily_average_grid_connection_ratio', 'actual': 1.0241540322461593, 'target': 1.0, 'operator': '<=', 'violation': 0.024154032246159307, 'scaled_violation': 0.024154032246159307}] | maximum scale-free violation at first failed capacity | [1350.0, 1400.0] | [[0.0, 1350.0]] | FALSE | 1900 | reclaimed_water_substitution_ratio
943 | 1.3132 | 5.6914 | 0.0011144 | 1350 | 1400 | max_daily_average_grid_connection_ratio | 0.033995 | [{'constraint': 'max_daily_average_grid_connection_ratio', 'actual': 1.0339948253647215, 'target': 1.0, 'operator': '<=', 'violation': 0.03399482536472154, 'scaled_violation': 0.03399482536472154}] | maximum scale-free violation at first failed capacity | [1350.0, 1400.0] | [[0.0, 1350.0]] | FALSE | 1900 | reclaimed_water_substitution_ratio
944 | 1.3305 | 7.8062 | 0.0037974 | 1300 | 1350 | max_daily_average_grid_connection_ratio | 0.028421 | [{'constraint': 'max_daily_average_grid_connection_ratio', 'actual': 1.0284208133453256, 'target': 1.0, 'operator': '<=', 'violation': 0.028420813345325646, 'scaled_violation': 0.028420813345325646}] | maximum scale-free violation at first failed capacity | [1300.0, 1350.0] | [[0.0, 1300.0]] | FALSE | 1900 | reclaimed_water_substitution_ratio
945 | 1.1369 | 3.7984 | 0.0032643 | 1500 | 1550 | max_daily_average_grid_connection_ratio | 0.0090774 | [{'constraint': 'max_daily_average_grid_connection_ratio', 'actual': 1.0090774154313973, 'target': 1.0, 'operator': '<=', 'violation': 0.009077415431397284, 'scaled_violation': 0.009077415431397284}, {'constraint': 'max_local_connection_ratio', 'actual': 1.0078072535150808, 'target': 1.0, 'operator': '<=', 'violation': 0.007807253515080825, 'scaled_violation': 0.007807253515080825}] | maximum scale-free violation at first failed capacity | [1500.0, 1550.0] | [[0.0, 1500.0]] | FALSE | 2000
946 | 1.2114 | 3.0529 | 0.0014217 | 1300 | 1350 | max_local_connection_ratio | 0.0027087 | [{'constraint': 'max_local_connection_ratio', 'actual': 1.0027087426916532, 'target': 1.0, 'operator': '<=', 'violation': 0.002708742691653221, 'scaled_violation': 0.002708742691653221}] | maximum scale-free violation at first failed capacity | [1300.0, 1350.0] | [[0.0, 1300.0]] | FALSE | 1800 | reclaimed_water_substitution_ratio
947 | 1.2907 | 4.9377 | 0.0056961 | 1300 | 1350 | max_daily_average_grid_connection_ratio | 0.011385 | [{'constraint': 'max_daily_average_grid_connection_ratio', 'actual': 1.0113849811672955, 'target': 1.0, 'operator': '<=', 'violation': 0.011384981167295471, 'scaled_violation': 0.011384981167295471}] | maximum scale-free violation at first failed capacity | [1300.0, 1350.0] | [[0.0, 1300.0]] | FALSE | 1950 | reclaimed_water_substitution_ratio
948 | 1.1447 | 8.4998 | 0.0050893 | 1500 | 1550 | max_daily_average_grid_connection_ratio | 0.030111 | [{'constraint': 'max_daily_average_grid_connection_ratio', 'actual': 1.0301108802247587, 'target': 1.0, 'operator': '<=', 'violation': 0.030110880224758718, 'scaled_violation': 0.030110880224758718}] | maximum scale-free violation at first failed capacity | [1500.0, 1550.0] | [[0.0, 1500.0]] | FALSE | 2000
949 | 1.2135 | 5.3494 | 0.0041467 | 1400 | 1450 | max_daily_average_grid_connection_ratio | 0.012458 | [{'constraint': 'max_daily_average_grid_connection_ratio', 'actual': 1.0124581862454902, 'target': 1.0, 'operator': '<=', 'violation': 0.012458186245490221, 'scaled_violation': 0.012458186245490221}] | maximum scale-free violation at first failed capacity | [1400.0, 1450.0] | [[0.0, 1400.0]] | FALSE | 2000
950 | 1.3338 | 4.5787 | 0.0042217 | 1300 | 1350 | max_daily_average_grid_connection_ratio | 0.033771 | [{'constraint': 'max_daily_average_grid_connection_ratio', 'actual': 1.0337713002112148, 'target': 1.0, 'operator': '<=', 'violation': 0.03377130021121477, 'scaled_violation': 0.03377130021121477}] | maximum scale-free violation at first failed capacity | [1300.0, 1350.0] | [[0.0, 1300.0]] | FALSE | 1850 | reclaimed_water_substitution_ratio
951 | 1.259 | 3.3222 | 0.0077464 | 1250 | 1300 | max_local_connection_ratio | 0.011225 | [{'constraint': 'max_local_connection_ratio', 'actual': 1.0112248500847356, 'target': 1.0, 'operator': '<=', 'violation': 0.011224850084735616, 'scaled_violation': 0.011224850084735616}] | maximum scale-free violation at first failed capacity | [1250.0, 1300.0] | [[0.0, 1250.0]] | FALSE | 1900 | reclaimed_water_substitution_ratio
952 | 1.2355 | 7.2001 | 0.0073181 | 1350 | 1400 | max_daily_average_grid_connection_ratio | 0.017171 | [{'constraint': 'max_daily_average_grid_connection_ratio', 'actual': 1.0171714404978618, 'target': 1.0, 'operator': '<=', 'violation': 0.01717144049786179, 'scaled_violation': 0.01717144049786179}] | maximum scale-free violation at first failed capacity | [1350.0, 1400.0] | [[0.0, 1350.0]] | FALSE | 2000
953 | 1.3222 | 7.058 | 0.0066517 | 1250 | 1300 | max_daily_average_grid_connection_ratio | 0.0030481 | [{'constraint': 'max_daily_average_grid_connection_ratio', 'actual': 1.003048126872101, 'target': 1.0, 'operator': '<=', 'violation': 0.003048126872100987, 'scaled_violation': 0.003048126872100987}] | maximum scale-free violation at first failed capacity | [1250.0, 1300.0] | [[0.0, 1250.0]] | FALSE | 1950 | reclaimed_water_substitution_ratio
954 | 1.3538 | 4.0798 | 0.0077766 | 1250 | 1300 | max_daily_average_grid_connection_ratio | 0.033358 | [{'constraint': 'max_daily_average_grid_connection_ratio', 'actual': 1.0333581887277004, 'target': 1.0, 'operator': '<=', 'violation': 0.033358188727700355, 'scaled_violation': 0.033358188727700355}, {'constraint': 'max_local_connection_ratio', 'actual': 1.0091087960205574, 'target': 1.0, 'operator': '<=', 'violation': 0.009108796020557364, 'scaled_violation': 0.009108796020557364}] | maximum scale-free violation at first failed capacity | [1250.0, 1300.0] | [[0.0, 1250.0]] | FALSE | 1850 | reclaimed_water_substitution_ratio
955 | 1.2361 | 6.8623 | 0.0036349 | 1400 | 1450 | max_daily_average_grid_connection_ratio | 0.026969 | [{'constraint': 'max_daily_average_grid_connection_ratio', 'actual': 1.0269694939010345, 'target': 1.0, 'operator': '<=', 'violation': 0.026969493901034536, 'scaled_violation': 0.026969493901034536}] | maximum scale-free violation at first failed capacity | [1400.0, 1450.0] | [[0.0, 1400.0]] | FALSE | 2000
956 | 1.3421 | 7.3048 | 0.007186 | 1250 | 1300 | max_daily_average_grid_connection_ratio | 0.020954 | [{'constraint': 'max_daily_average_grid_connection_ratio', 'actual': 1.020953810264513, 'target': 1.0, 'operator': '<=', 'violation': 0.02095381026451304, 'scaled_violation': 0.02095381026451304}] | maximum scale-free violation at first failed capacity | [1250.0, 1300.0] | [[0.0, 1250.0]] | FALSE | 1950 | reclaimed_water_substitution_ratio
957 | 1.1919 | 8.0362 | 0.0014863 | 1450 | 1500 | max_daily_average_grid_connection_ratio | 0.0090804 | [{'constraint': 'max_daily_average_grid_connection_ratio', 'actual': 1.0090804352577365, 'target': 1.0, 'operator': '<=', 'violation': 0.009080435257736497, 'scaled_violation': 0.009080435257736497}] | maximum scale-free violation at first failed capacity | [1450.0, 1500.0] | [[0.0, 1450.0]] | FALSE | 2000
958 | 1.2059 | 7.1236 | 0.0014361 | 1450 | 1500 | max_daily_average_grid_connection_ratio | 0.020445 | [{'constraint': 'max_daily_average_grid_connection_ratio', 'actual': 1.0204445546126089, 'target': 1.0, 'operator': '<=', 'violation': 0.020444554612608856, 'scaled_violation': 0.020444554612608856}] | maximum scale-free violation at first failed capacity | [1450.0, 1500.0] | [[0.0, 1450.0]] | FALSE | 2000
959 | 1.3106 | 6.6671 | 0.0052781 | 1300 | 1350 | max_daily_average_grid_connection_ratio | 0.0235 | [{'constraint': 'max_daily_average_grid_connection_ratio', 'actual': 1.0235004801229797, 'target': 1.0, 'operator': '<=', 'violation': 0.023500480122979672, 'scaled_violation': 0.023500480122979672}] | maximum scale-free violation at first failed capacity | [1300.0, 1350.0] | [[0.0, 1300.0]] | FALSE | 1950 | reclaimed_water_substitution_ratio
960 | 1.338 | 3.9321 | 0.0018604 | 1300 | 1350 | max_daily_average_grid_connection_ratio | 0.020848 | [{'constraint': 'max_daily_average_grid_connection_ratio', 'actual': 1.0208482377315704, 'target': 1.0, 'operator': '<=', 'violation': 0.020848237731570407, 'scaled_violation': 0.020848237731570407}, {'constraint': 'max_local_connection_ratio', 'actual': 1.0082529638079416, 'target': 1.0, 'operator': '<=', 'violation': 0.008252963807941605, 'scaled_violation': 0.008252963807941605}] | maximum scale-free violation at first failed capacity | [1300.0, 1350.0] | [[0.0, 1300.0]] | FALSE | 1750 | reclaimed_water_substitution_ratio
961 | 1.1598 | 4.2116 | 0.0005155 | 1500 | 1550 | max_daily_average_grid_connection_ratio | 0.0073796 | [{'constraint': 'max_daily_average_grid_connection_ratio', 'actual': 1.0073795508825032, 'target': 1.0, 'operator': '<=', 'violation': 0.007379550882503194, 'scaled_violation': 0.007379550882503194}] | maximum scale-free violation at first failed capacity | [1500.0, 1550.0] | [[0.0, 1500.0]] | FALSE | 2000
962 | 1.2541 | 7.5659 | 0.0076398 | 1350 | 1400 | max_daily_average_grid_connection_ratio | 0.033928 | [{'constraint': 'max_daily_average_grid_connection_ratio', 'actual': 1.03392814969867, 'target': 1.0, 'operator': '<=', 'violation': 0.033928149698670085, 'scaled_violation': 0.033928149698670085}] | maximum scale-free violation at first failed capacity | [1350.0, 1400.0] | [[0.0, 1350.0]] | FALSE | 2000
963 | 1.2005 | 7.6216 | 0.0056005 | 1400 | 1450 | max_daily_average_grid_connection_ratio | 0.012586 | [{'constraint': 'max_daily_average_grid_connection_ratio', 'actual': 1.012586091091594, 'target': 1.0, 'operator': '<=', 'violation': 0.012586091091594032, 'scaled_violation': 0.012586091091594032}] | maximum scale-free violation at first failed capacity | [1400.0, 1450.0] | [[0.0, 1400.0]] | FALSE | 2000
964 | 1.2078 | 3.2645 | 0.004608 | 1350 | 1400 | max_local_connection_ratio | 0.031056 | [{'constraint': 'max_local_connection_ratio', 'actual': 1.0310563309240544, 'target': 1.0, 'operator': '<=', 'violation': 0.031056330924054354, 'scaled_violation': 0.031056330924054354}, {'constraint': 'max_wtw_utilization', 'actual': 0.9505174215226847, 'target': 0.95, 'operator': '<=', 'violation': 0.0005174215226847467, 'scaled_violation': 0.0005446542344049966}] | maximum scale-free violation at first failed capacity | [1350.0, 1400.0] | [[0.0, 1350.0]] | FALSE | 1900 | reclaimed_water_substitution_ratio
965 | 1.1327 | 3.8134 | 0.00096534 | 1550 | 1600 | max_daily_average_grid_connection_ratio | 0.019333 | [{'constraint': 'max_daily_average_grid_connection_ratio', 'actual': 1.0193334014241522, 'target': 1.0, 'operator': '<=', 'violation': 0.019333401424152186, 'scaled_violation': 0.019333401424152186}, {'constraint': 'max_local_connection_ratio', 'actual': 1.0167299242201733, 'target': 1.0, 'operator': '<=', 'violation': 0.016729924220173276, 'scaled_violation': 0.016729924220173276}] | maximum scale-free violation at first failed capacity | [1550.0, 1600.0] | [[0.0, 1550.0]] | FALSE | 2000
966 | 1.1885 | 7.4406 | 0.0019763 | 1450 | 1500 | max_daily_average_grid_connection_ratio | 0.0099687 | [{'constraint': 'max_daily_average_grid_connection_ratio', 'actual': 1.0099687429013753, 'target': 1.0, 'operator': '<=', 'violation': 0.009968742901375283, 'scaled_violation': 0.009968742901375283}] | maximum scale-free violation at first failed capacity | [1450.0, 1500.0] | [[0.0, 1450.0]] | FALSE | 2000
967 | 1.3054 | 3.7803 | 0.0050209 | 1300 | 1350 | max_local_connection_ratio | 0.018124 | [{'constraint': 'max_local_connection_ratio', 'actual': 1.0181235429207942, 'target': 1.0, 'operator': '<=', 'violation': 0.01812354292079421, 'scaled_violation': 0.01812354292079421}, {'constraint': 'max_daily_average_grid_connection_ratio', 'actual': 1.0177940798089355, 'target': 1.0, 'operator': '<=', 'violation': 0.017794079808935548, 'scaled_violation': 0.017794079808935548}] | maximum scale-free violation at first failed capacity | [1300.0, 1350.0] | [[0.0, 1300.0]] | FALSE | 1850 | reclaimed_water_substitution_ratio
968 | 1.1294 | 7.5851 | 0.0060392 | 1500 | 1550 | max_daily_average_grid_connection_ratio | 0.024327 | [{'constraint': 'max_daily_average_grid_connection_ratio', 'actual': 1.024327127387653, 'target': 1.0, 'operator': '<=', 'violation': 0.02432712738765308, 'scaled_violation': 0.02432712738765308}] | maximum scale-free violation at first failed capacity | [1500.0, 1550.0] | [[0.0, 1500.0]] | FALSE | 2000
969 | 1.2212 | 8.851 | 0.0029218 | 1400 | 1450 | max_daily_average_grid_connection_ratio | 0.0096835 | [{'constraint': 'max_daily_average_grid_connection_ratio', 'actual': 1.0096834989428813, 'target': 1.0, 'operator': '<=', 'violation': 0.009683498942881341, 'scaled_violation': 0.009683498942881341}] | maximum scale-free violation at first failed capacity | [1400.0, 1450.0] | [[0.0, 1400.0]] | FALSE | 2000
970 | 1.1606 | 3.9159 | 0.0073435 | 1450 | 1500 | max_daily_average_grid_connection_ratio | 0.027292 | [{'constraint': 'max_daily_average_grid_connection_ratio', 'actual': 1.027292209658579, 'target': 1.0, 'operator': '<=', 'violation': 0.027292209658579036, 'scaled_violation': 0.027292209658579036}, {'constraint': 'max_local_connection_ratio', 'actual': 1.015938041348689, 'target': 1.0, 'operator': '<=', 'violation': 0.015938041348688925, 'scaled_violation': 0.015938041348688925}] | maximum scale-free violation at first failed capacity | [1450.0, 1500.0] | [[0.0, 1450.0]] | FALSE | 2000
971 | 1.1839 | 8.3321 | 0.0028288 | 1450 | 1500 | max_daily_average_grid_connection_ratio | 0.012571 | [{'constraint': 'max_daily_average_grid_connection_ratio', 'actual': 1.012571116716561, 'target': 1.0, 'operator': '<=', 'violation': 0.01257111671656097, 'scaled_violation': 0.01257111671656097}] | maximum scale-free violation at first failed capacity | [1450.0, 1500.0] | [[0.0, 1450.0]] | FALSE | 2000
972 | 1.2019 | 6.7107 | 0.0027786 | 1450 | 1500 | max_daily_average_grid_connection_ratio | 0.0273 | [{'constraint': 'max_daily_average_grid_connection_ratio', 'actual': 1.0272997601480125, 'target': 1.0, 'operator': '<=', 'violation': 0.027299760148012497, 'scaled_violation': 0.027299760148012497}] | maximum scale-free violation at first failed capacity | [1450.0, 1500.0] | [[0.0, 1450.0]] | FALSE | 2000
973 | 1.2679 | 8.2307 | 0.0071721 | 1300 | 1350 | max_daily_average_grid_connection_ratio | 0.0042227 | [{'constraint': 'max_daily_average_grid_connection_ratio', 'actual': 1.004222742073805, 'target': 1.0, 'operator': '<=', 'violation': 0.004222742073805019, 'scaled_violation': 0.004222742073805019}] | maximum scale-free violation at first failed capacity | [1300.0, 1350.0] | [[0.0, 1300.0]] | FALSE | 2000
974 | 1.2961 | 3.5342 | 0.0062778 | 1250 | 1300 | max_local_connection_ratio | 0.0053051 | [{'constraint': 'max_local_connection_ratio', 'actual': 1.0053051019861812, 'target': 1.0, 'operator': '<=', 'violation': 0.005305101986181171, 'scaled_violation': 0.005305101986181171}] | maximum scale-free violation at first failed capacity | [1250.0, 1300.0] | [[0.0, 1250.0]] | FALSE | 1850 | reclaimed_water_substitution_ratio
975 | 1.2664 | 8.7929 | 0.005345 | 1350 | 1400 | max_daily_average_grid_connection_ratio | 0.027347 | [{'constraint': 'max_daily_average_grid_connection_ratio', 'actual': 1.0273467003742172, 'target': 1.0, 'operator': '<=', 'violation': 0.02734670037421716, 'scaled_violation': 0.02734670037421716}] | maximum scale-free violation at first failed capacity | [1350.0, 1400.0] | [[0.0, 1350.0]] | FALSE | 2000
976 | 1.1286 | 8.6366 | 0.0073585 | 1450 | 1500 | max_daily_average_grid_connection_ratio | 0.00058144 | [{'constraint': 'max_daily_average_grid_connection_ratio', 'actual': 1.0005814447067682, 'target': 1.0, 'operator': '<=', 'violation': 0.0005814447067682416, 'scaled_violation': 0.0005814447067682416}] | maximum scale-free violation at first failed capacity | [1450.0, 1500.0] | [[0.0, 1450.0]] | FALSE | 2000
977 | 1.2154 | 5.8131 | 0.0014449 | 1450 | 1500 | max_daily_average_grid_connection_ratio | 0.028453 | [{'constraint': 'max_daily_average_grid_connection_ratio', 'actual': 1.0284530131577068, 'target': 1.0, 'operator': '<=', 'violation': 0.028453013157706764, 'scaled_violation': 0.028453013157706764}] | maximum scale-free violation at first failed capacity | [1450.0, 1500.0] | [[0.0, 1450.0]] | FALSE | 2000
978 | 1.3177 | 6.5546 | 0.005347 | 1300 | 1350 | max_daily_average_grid_connection_ratio | 0.029348 | [{'constraint': 'max_daily_average_grid_connection_ratio', 'actual': 1.029348476903228, 'target': 1.0, 'operator': '<=', 'violation': 0.02934847690322795, 'scaled_violation': 0.02934847690322795}] | maximum scale-free violation at first failed capacity | [1300.0, 1350.0] | [[0.0, 1300.0]] | FALSE | 1950 | reclaimed_water_substitution_ratio
979 | 1.3157 | 5.7252 | 0.0013464 | 1300 | 1350 | max_daily_average_grid_connection_ratio | 0.00051514 | [{'constraint': 'max_daily_average_grid_connection_ratio', 'actual': 1.0005151437143633, 'target': 1.0, 'operator': '<=', 'violation': 0.0005151437143633419, 'scaled_violation': 0.0005151437143633419}] | maximum scale-free violation at first failed capacity | [1300.0, 1350.0] | [[0.0, 1300.0]] | FALSE | 1900 | reclaimed_water_substitution_ratio
980 | 1.2946 | 4.9748 | 0.0030462 | 1350 | 1400 | max_daily_average_grid_connection_ratio | 0.033155 | [{'constraint': 'max_daily_average_grid_connection_ratio', 'actual': 1.0331546245718535, 'target': 1.0, 'operator': '<=', 'violation': 0.033154624571853475, 'scaled_violation': 0.033154624571853475}] | maximum scale-free violation at first failed capacity | [1350.0, 1400.0] | [[0.0, 1350.0]] | FALSE | 1900 | reclaimed_water_substitution_ratio
981 | 1.3492 | 6.753 | 0.00080408 | 1300 | 1350 | max_daily_average_grid_connection_ratio | 0.022068 | [{'constraint': 'max_daily_average_grid_connection_ratio', 'actual': 1.0220683170818692, 'target': 1.0, 'operator': '<=', 'violation': 0.022068317081869182, 'scaled_violation': 0.022068317081869182}] | maximum scale-free violation at first failed capacity | [1300.0, 1350.0] | [[0.0, 1300.0]] | FALSE | 1850 | reclaimed_water_substitution_ratio
982 | 1.2863 | 6.3098 | 0.0063931 | 1300 | 1350 | max_daily_average_grid_connection_ratio | 0.012795 | [{'constraint': 'max_daily_average_grid_connection_ratio', 'actual': 1.0127949772050406, 'target': 1.0, 'operator': '<=', 'violation': 0.012794977205040636, 'scaled_violation': 0.012794977205040636}] | maximum scale-free violation at first failed capacity | [1300.0, 1350.0] | [[0.0, 1300.0]] | FALSE | 2000
983 | 1.3225 | 4.4742 | 0.0033705 | 1300 | 1350 | max_daily_average_grid_connection_ratio | 0.019496 | [{'constraint': 'max_daily_average_grid_connection_ratio', 'actual': 1.0194963999389037, 'target': 1.0, 'operator': '<=', 'violation': 0.01949639993890373, 'scaled_violation': 0.01949639993890373}] | maximum scale-free violation at first failed capacity | [1300.0, 1350.0] | [[0.0, 1300.0]] | FALSE | 1850 | reclaimed_water_substitution_ratio
984 | 1.2777 | 3.1965 | 0.0032268 | 1250 | 1300 | max_local_connection_ratio | 0.010185 | [{'constraint': 'max_local_connection_ratio', 'actual': 1.0101852342462747, 'target': 1.0, 'operator': '<=', 'violation': 0.01018523424627471, 'scaled_violation': 0.01018523424627471}] | maximum scale-free violation at first failed capacity | [1250.0, 1300.0] | [[0.0, 1250.0]] | FALSE | 1750 | reclaimed_water_substitution_ratio
985 | 1.3592 | 5.0086 | 0.005833 | 1250 | 1300 | max_daily_average_grid_connection_ratio | 0.024472 | [{'constraint': 'max_daily_average_grid_connection_ratio', 'actual': 1.0244724972214965, 'target': 1.0, 'operator': '<=', 'violation': 0.02447249722149647, 'scaled_violation': 0.02447249722149647}] | maximum scale-free violation at first failed capacity | [1250.0, 1300.0] | [[0.0, 1250.0]] | FALSE | 1850 | reclaimed_water_substitution_ratio
986 | 1.3041 | 6.3569 | 0.0023366 | 1350 | 1400 | max_daily_average_grid_connection_ratio | 0.035495 | [{'constraint': 'max_daily_average_grid_connection_ratio', 'actual': 1.035494907638316, 'target': 1.0, 'operator': '<=', 'violation': 0.035494907638315976, 'scaled_violation': 0.035494907638315976}] | maximum scale-free violation at first failed capacity | [1350.0, 1400.0] | [[0.0, 1350.0]] | FALSE | 1900 | reclaimed_water_substitution_ratio
987 | 1.3438 | 6.0147 | 0.0034024 | 1300 | 1350 | max_daily_average_grid_connection_ratio | 0.035738 | [{'constraint': 'max_daily_average_grid_connection_ratio', 'actual': 1.035737748492674, 'target': 1.0, 'operator': '<=', 'violation': 0.03573774849267397, 'scaled_violation': 0.03573774849267397}] | maximum scale-free violation at first failed capacity | [1300.0, 1350.0] | [[0.0, 1300.0]] | FALSE | 1900 | reclaimed_water_substitution_ratio
988 | 1.2095 | 7.6597 | 0.0057383 | 1400 | 1450 | max_daily_average_grid_connection_ratio | 0.020874 | [{'constraint': 'max_daily_average_grid_connection_ratio', 'actual': 1.0208735439245078, 'target': 1.0, 'operator': '<=', 'violation': 0.020873543924507798, 'scaled_violation': 0.020873543924507798}] | maximum scale-free violation at first failed capacity | [1400.0, 1450.0] | [[0.0, 1400.0]] | FALSE | 2000
989 | 1.1208 | 3.0222 | 0.0076862 | 1350 | 1400 | max_local_connection_ratio | 0.015745 | [{'constraint': 'max_local_connection_ratio', 'actual': 1.0157454113854085, 'target': 1.0, 'operator': '<=', 'violation': 0.015745411385408525, 'scaled_violation': 0.015745411385408525}] | maximum scale-free violation at first failed capacity | [1350.0, 1400.0] | [[0.0, 1350.0]] | FALSE | 2000
990 | 1.2982 | 4.668 | 0.0010008 | 1350 | 1400 | max_daily_average_grid_connection_ratio | 0.0215 | [{'constraint': 'max_daily_average_grid_connection_ratio', 'actual': 1.0215000628280553, 'target': 1.0, 'operator': '<=', 'violation': 0.021500062828055277, 'scaled_violation': 0.021500062828055277}] | maximum scale-free violation at first failed capacity | [1350.0, 1400.0] | [[0.0, 1350.0]] | FALSE | 1850 | reclaimed_water_substitution_ratio
991 | 1.2661 | 4.0478 | 0.004727 | 1350 | 1400 | max_daily_average_grid_connection_ratio | 0.022757 | [{'constraint': 'max_daily_average_grid_connection_ratio', 'actual': 1.0227567075625235, 'target': 1.0, 'operator': '<=', 'violation': 0.02275670756252346, 'scaled_violation': 0.02275670756252346}, {'constraint': 'max_local_connection_ratio', 'actual': 1.0011288388480846, 'target': 1.0, 'operator': '<=', 'violation': 0.001128838848084568, 'scaled_violation': 0.001128838848084568}] | maximum scale-free violation at first failed capacity | [1350.0, 1400.0] | [[0.0, 1350.0]] | FALSE | 1900 | reclaimed_water_substitution_ratio
992 | 1.1427 | 4.336 | 0.00078852 | 1550 | 1600 | max_daily_average_grid_connection_ratio | 0.02679 | [{'constraint': 'max_daily_average_grid_connection_ratio', 'actual': 1.0267902021023088, 'target': 1.0, 'operator': '<=', 'violation': 0.026790202102308758, 'scaled_violation': 0.026790202102308758}] | maximum scale-free violation at first failed capacity | [1550.0, 1600.0] | [[0.0, 1550.0]] | FALSE | 2000
993 | 1.1921 | 3.3688 | 0.0048292 | 1350 | 1400 | max_local_connection_ratio | 0.0070332 | [{'constraint': 'max_local_connection_ratio', 'actual': 1.0070332449210921, 'target': 1.0, 'operator': '<=', 'violation': 0.007033244921092141, 'scaled_violation': 0.007033244921092141}] | maximum scale-free violation at first failed capacity | [1350.0, 1400.0] | [[0.0, 1350.0]] | FALSE | 1950 | reclaimed_water_substitution_ratio
994 | 1.3541 | 3.1064 | 0.0051387 | 1150 | 1200 | max_local_connection_ratio | 0.011823 | [{'constraint': 'max_local_connection_ratio', 'actual': 1.011823370683907, 'target': 1.0, 'operator': '<=', 'violation': 0.011823370683907042, 'scaled_violation': 0.011823370683907042}] | maximum scale-free violation at first failed capacity | [1150.0, 1200.0] | [[0.0, 1150.0]] | FALSE | 1650 | reclaimed_water_substitution_ratio
995 | 1.2076 | 5.4399 | 0.0052905 | 1400 | 1450 | max_daily_average_grid_connection_ratio | 0.016088 | [{'constraint': 'max_daily_average_grid_connection_ratio', 'actual': 1.016088185576425, 'target': 1.0, 'operator': '<=', 'violation': 0.016088185576424996, 'scaled_violation': 0.016088185576424996}] | maximum scale-free violation at first failed capacity | [1400.0, 1450.0] | [[0.0, 1400.0]] | FALSE | 2000
996 | 1.2651 | 6.4219 | 0.0069811 | 1300 | 1350 | max_daily_average_grid_connection_ratio | 0.00086206 | [{'constraint': 'max_daily_average_grid_connection_ratio', 'actual': 1.0008620561635282, 'target': 1.0, 'operator': '<=', 'violation': 0.0008620561635281909, 'scaled_violation': 0.0008620561635281909}] | maximum scale-free violation at first failed capacity | [1300.0, 1350.0] | [[0.0, 1300.0]] | FALSE | 2000
997 | 1.193 | 3.791 | 0.0042483 | 1450 | 1500 | max_daily_average_grid_connection_ratio | 0.030932 | [{'constraint': 'max_daily_average_grid_connection_ratio', 'actual': 1.0309319792477643, 'target': 1.0, 'operator': '<=', 'violation': 0.030931979247764252, 'scaled_violation': 0.030931979247764252}, {'constraint': 'max_local_connection_ratio', 'actual': 1.0303035020620546, 'target': 1.0, 'operator': '<=', 'violation': 0.030303502062054566, 'scaled_violation': 0.030303502062054566}, {'constraint': 'max_wtw_utilization', 'actual': 0.9516646803288195, 'target': 0.95, 'operator': '<=', 'violation': 0.0016646803288195011, 'scaled_violation': 0.001752295082967896}] | maximum scale-free violation at first failed capacity | [1450.0, 1500.0] | [[0.0, 1450.0]] | FALSE | 2000
998 | 1.3062 | 5.929 | 0.0062101 | 1300 | 1350 | max_daily_average_grid_connection_ratio | 0.026535 | [{'constraint': 'max_daily_average_grid_connection_ratio', 'actual': 1.026535222718519, 'target': 1.0, 'operator': '<=', 'violation': 0.026535222718518936, 'scaled_violation': 0.026535222718518936}] | maximum scale-free violation at first failed capacity | [1300.0, 1350.0] | [[0.0, 1300.0]] | FALSE | 2000
999 | 1.3077 | 3.4288 | 0.0060638 | 1250 | 1300 | max_local_connection_ratio | 0.023991 | [{'constraint': 'max_local_connection_ratio', 'actual': 1.023991052230274, 'target': 1.0, 'operator': '<=', 'violation': 0.02399105223027398, 'scaled_violation': 0.02399105223027398}] | maximum scale-free violation at first failed capacity | [1250.0, 1300.0] | [[0.0, 1250.0]] | FALSE | 1800 | reclaimed_water_substitution_ratio
1000 | 1.3319 | 4.9941 | 0.0018326 | 1300 | 1350 | max_daily_average_grid_connection_ratio | 0.016028 | [{'constraint': 'max_daily_average_grid_connection_ratio', 'actual': 1.016028301319582, 'target': 1.0, 'operator': '<=', 'violation': 0.016028301319582106, 'scaled_violation': 0.016028301319582106}] | maximum scale-free violation at first failed capacity | [1300.0, 1350.0] | [[0.0, 1300.0]] | FALSE | 1850 | reclaimed_water_substitution_ratio
1001 | 1.2971 | 4.3764 | 0.00072707 | 1350 | 1400 | max_daily_average_grid_connection_ratio | 0.018649 | [{'constraint': 'max_daily_average_grid_connection_ratio', 'actual': 1.0186489164834849, 'target': 1.0, 'operator': '<=', 'violation': 0.01864891648348488, 'scaled_violation': 0.01864891648348488}] | maximum scale-free violation at first failed capacity | [1350.0, 1400.0] | [[0.0, 1350.0]] | FALSE | 1850 | reclaimed_water_substitution_ratio
1002 | 1.1287 | 7.115 | 0.0026723 | 1550 | 1600 | max_daily_average_grid_connection_ratio | 0.029564 | [{'constraint': 'max_daily_average_grid_connection_ratio', 'actual': 1.0295641123348662, 'target': 1.0, 'operator': '<=', 'violation': 0.02956411233486622, 'scaled_violation': 0.02956411233486622}] | maximum scale-free violation at first failed capacity | [1550.0, 1600.0] | [[0.0, 1550.0]] | FALSE | 2000
1003 | 1.3239 | 4.0049 | 0.0031383 | 1300 | 1350 | max_daily_average_grid_connection_ratio | 0.018907 | [{'constraint': 'max_daily_average_grid_connection_ratio', 'actual': 1.0189070293755327, 'target': 1.0, 'operator': '<=', 'violation': 0.01890702937553268, 'scaled_violation': 0.01890702937553268}, {'constraint': 'max_local_connection_ratio', 'actual': 1.0006100920909902, 'target': 1.0, 'operator': '<=', 'violation': 0.0006100920909901664, 'scaled_violation': 0.0006100920909901664}] | maximum scale-free violation at first failed capacity | [1300.0, 1350.0] | [[0.0, 1300.0]] | FALSE | 1800 | reclaimed_water_substitution_ratio
1004 | 1.3109 | 6.8035 | 0.0055407 | 1300 | 1350 | max_daily_average_grid_connection_ratio | 0.02555 | [{'constraint': 'max_daily_average_grid_connection_ratio', 'actual': 1.0255504839119822, 'target': 1.0, 'operator': '<=', 'violation': 0.025550483911982225, 'scaled_violation': 0.025550483911982225}] | maximum scale-free violation at first failed capacity | [1300.0, 1350.0] | [[0.0, 1300.0]] | FALSE | 1950 | reclaimed_water_substitution_ratio
1005 | 1.3469 | 8.8562 | 0.00070165 | 1300 | 1350 | max_daily_average_grid_connection_ratio | 0.01962 | [{'constraint': 'max_daily_average_grid_connection_ratio', 'actual': 1.0196198084123516, 'target': 1.0, 'operator': '<=', 'violation': 0.019619808412351558, 'scaled_violation': 0.019619808412351558}] | maximum scale-free violation at first failed capacity | [1300.0, 1350.0] | [[0.0, 1300.0]] | FALSE | 1850 | reclaimed_water_substitution_ratio
1006 | 1.1482 | 8.9932 | 0.0054321 | 1450 | 1500 | max_daily_average_grid_connection_ratio | 0.0023921 | [{'constraint': 'max_daily_average_grid_connection_ratio', 'actual': 1.0023920682519591, 'target': 1.0, 'operator': '<=', 'violation': 0.002392068251959145, 'scaled_violation': 0.002392068251959145}] | maximum scale-free violation at first failed capacity | [1450.0, 1500.0] | [[0.0, 1450.0]] | FALSE | 2000
1007 | 1.1374 | 5.6647 | 0.0050671 | 1500 | 1550 | max_daily_average_grid_connection_ratio | 0.023684 | [{'constraint': 'max_daily_average_grid_connection_ratio', 'actual': 1.0236837169949577, 'target': 1.0, 'operator': '<=', 'violation': 0.02368371699495775, 'scaled_violation': 0.02368371699495775}] | maximum scale-free violation at first failed capacity | [1500.0, 1550.0] | [[0.0, 1500.0]] | FALSE | 2000
1008 | 1.121 | 5.4366 | 0.0046874 | 1500 | 1550 | max_daily_average_grid_connection_ratio | 0.0064765 | [{'constraint': 'max_daily_average_grid_connection_ratio', 'actual': 1.006476487701733, 'target': 1.0, 'operator': '<=', 'violation': 0.006476487701732925, 'scaled_violation': 0.006476487701732925}] | maximum scale-free violation at first failed capacity | [1500.0, 1550.0] | [[0.0, 1500.0]] | FALSE | 2000
1009 | 1.2983 | 8.3492 | 0.0068249 | 1300 | 1350 | max_daily_average_grid_connection_ratio | 0.024747 | [{'constraint': 'max_daily_average_grid_connection_ratio', 'actual': 1.0247468257176635, 'target': 1.0, 'operator': '<=', 'violation': 0.024746825717663512, 'scaled_violation': 0.024746825717663512}] | maximum scale-free violation at first failed capacity | [1300.0, 1350.0] | [[0.0, 1300.0]] | FALSE | 2000
1010 | 1.2975 | 5.1656 | 0.0074612 | 1300 | 1350 | max_daily_average_grid_connection_ratio | 0.028533 | [{'constraint': 'max_daily_average_grid_connection_ratio', 'actual': 1.0285327228694556, 'target': 1.0, 'operator': '<=', 'violation': 0.02853272286945563, 'scaled_violation': 0.02853272286945563}] | maximum scale-free violation at first failed capacity | [1300.0, 1350.0] | [[0.0, 1300.0]] | FALSE | 2000
1011 | 1.3321 | 6.2638 | 0.0019763 | 1300 | 1350 | max_daily_average_grid_connection_ratio | 0.017214 | [{'constraint': 'max_daily_average_grid_connection_ratio', 'actual': 1.0172135058319076, 'target': 1.0, 'operator': '<=', 'violation': 0.017213505831907616, 'scaled_violation': 0.017213505831907616}] | maximum scale-free violation at first failed capacity | [1300.0, 1350.0] | [[0.0, 1300.0]] | FALSE | 1900 | reclaimed_water_substitution_ratio
1012 | 1.2631 | 8.5541 | 0.0076246 | 1300 | 1350 | max_daily_average_grid_connection_ratio | 0.0036859 | [{'constraint': 'max_daily_average_grid_connection_ratio', 'actual': 1.0036858706515566, 'target': 1.0, 'operator': '<=', 'violation': 0.0036858706515565665, 'scaled_violation': 0.0036858706515565665}] | maximum scale-free violation at first failed capacity | [1300.0, 1350.0] | [[0.0, 1300.0]] | FALSE | 2000
1013 | 1.3327 | 5.8013 | 0.0072156 | 1250 | 1300 | max_daily_average_grid_connection_ratio | 0.014348 | [{'constraint': 'max_daily_average_grid_connection_ratio', 'actual': 1.0143476802501357, 'target': 1.0, 'operator': '<=', 'violation': 0.014347680250135664, 'scaled_violation': 0.014347680250135664}] | maximum scale-free violation at first failed capacity | [1250.0, 1300.0] | [[0.0, 1250.0]] | FALSE | 1950 | reclaimed_water_substitution_ratio
1014 | 1.2662 | 5.0779 | 0.0023354 | 1350 | 1400 | max_daily_average_grid_connection_ratio | 0.0059229 | [{'constraint': 'max_daily_average_grid_connection_ratio', 'actual': 1.0059228966868239, 'target': 1.0, 'operator': '<=', 'violation': 0.005922896686823886, 'scaled_violation': 0.005922896686823886}] | maximum scale-free violation at first failed capacity | [1350.0, 1400.0] | [[0.0, 1350.0]] | FALSE | 1950 | reclaimed_water_substitution_ratio
1015 | 1.2728 | 6.6993 | 0.0019124 | 1350 | 1400 | max_daily_average_grid_connection_ratio | 0.008083 | [{'constraint': 'max_daily_average_grid_connection_ratio', 'actual': 1.00808299310019, 'target': 1.0, 'operator': '<=', 'violation': 0.008082993100190006, 'scaled_violation': 0.008082993100190006}] | maximum scale-free violation at first failed capacity | [1350.0, 1400.0] | [[0.0, 1350.0]] | FALSE | 1950 | reclaimed_water_substitution_ratio
1016 | 1.2026 | 7.6263 | 0.0017992 | 1450 | 1500 | max_daily_average_grid_connection_ratio | 0.02049 | [{'constraint': 'max_daily_average_grid_connection_ratio', 'actual': 1.020490376607647, 'target': 1.0, 'operator': '<=', 'violation': 0.020490376607646965, 'scaled_violation': 0.020490376607646965}] | maximum scale-free violation at first failed capacity | [1450.0, 1500.0] | [[0.0, 1450.0]] | FALSE | 2000
1017 | 1.3543 | 8.9683 | 0.003138 | 1250 | 1300 | max_daily_average_grid_connection_ratio | 0.0032373 | [{'constraint': 'max_daily_average_grid_connection_ratio', 'actual': 1.0032373476721967, 'target': 1.0, 'operator': '<=', 'violation': 0.0032373476721967442, 'scaled_violation': 0.0032373476721967442}] | maximum scale-free violation at first failed capacity | [1250.0, 1300.0] | [[0.0, 1250.0]] | FALSE | 1850 | reclaimed_water_substitution_ratio
1018 | 1.2569 | 6.5528 | 0.0054692 | 1350 | 1400 | max_daily_average_grid_connection_ratio | 0.020793 | [{'constraint': 'max_daily_average_grid_connection_ratio', 'actual': 1.0207927338897844, 'target': 1.0, 'operator': '<=', 'violation': 0.02079273388978442, 'scaled_violation': 0.02079273388978442}] | maximum scale-free violation at first failed capacity | [1350.0, 1400.0] | [[0.0, 1350.0]] | FALSE | 2000
1019 | 1.2475 | 6.0428 | 0.0031395 | 1400 | 1450 | max_daily_average_grid_connection_ratio | 0.03262 | [{'constraint': 'max_daily_average_grid_connection_ratio', 'actual': 1.0326202211315034, 'target': 1.0, 'operator': '<=', 'violation': 0.032620221131503424, 'scaled_violation': 0.032620221131503424}] | maximum scale-free violation at first failed capacity | [1400.0, 1450.0] | [[0.0, 1400.0]] | FALSE | 2000
1020 | 1.3387 | 7.2619 | 0.0037627 | 1300 | 1350 | max_daily_average_grid_connection_ratio | 0.03437 | [{'constraint': 'max_daily_average_grid_connection_ratio', 'actual': 1.0343696762162724, 'target': 1.0, 'operator': '<=', 'violation': 0.034369676216272405, 'scaled_violation': 0.034369676216272405}] | maximum scale-free violation at first failed capacity | [1300.0, 1350.0] | [[0.0, 1300.0]] | FALSE | 1900 | reclaimed_water_substitution_ratio
1021 | 1.2884 | 7.4543 | 0.0040212 | 1350 | 1400 | max_daily_average_grid_connection_ratio | 0.0352 | [{'constraint': 'max_daily_average_grid_connection_ratio', 'actual': 1.035200324202298, 'target': 1.0, 'operator': '<=', 'violation': 0.03520032420229802, 'scaled_violation': 0.03520032420229802}] | maximum scale-free violation at first failed capacity | [1350.0, 1400.0] | [[0.0, 1350.0]] | FALSE | 1950 | reclaimed_water_substitution_ratio
1022 | 1.1297 | 4.8503 | 0.0055189 | 1500 | 1550 | max_daily_average_grid_connection_ratio | 0.020534 | [{'constraint': 'max_daily_average_grid_connection_ratio', 'actual': 1.0205336201081125, 'target': 1.0, 'operator': '<=', 'violation': 0.02053362010811255, 'scaled_violation': 0.02053362010811255}] | maximum scale-free violation at first failed capacity | [1500.0, 1550.0] | [[0.0, 1500.0]] | FALSE | 2000
1023 | 1.2624 | 8.9441 | 0.0025035 | 1350 | 1400 | max_daily_average_grid_connection_ratio | 0.0041588 | [{'constraint': 'max_daily_average_grid_connection_ratio', 'actual': 1.0041588312433216, 'target': 1.0, 'operator': '<=', 'violation': 0.004158831243321615, 'scaled_violation': 0.004158831243321615}] | maximum scale-free violation at first failed capacity | [1350.0, 1400.0] | [[0.0, 1350.0]] | FALSE | 2000

## 08_不确定性_ha_probabilistic_corr~2
samples | workers | elapsed_seconds | seed | proposed_mw | bootstrap_iterations | capacity_grid_strategy | p05 | p05_ci95 | p50 | p50_ci95 | p95 | p95_ci95 | exceedance_probability | exceedance_probability_ci95 | mean | std | distinct_thresholds | right_censored_at_grid_max_fraction | limiting_constraint_share.max_source_abstraction_ratio | policy_threshold.p05 | policy_threshold.p05_ci95 | policy_threshold.p50 | policy_threshold.p50_ci95 | policy_threshold.p95 | policy_threshold.p95_ci95 | policy_threshold.distinct_thresholds | policy_threshold.right_censored_at_grid_max_fraction | policy_threshold.grid_max_mw | policy_threshold.limiting_constraint_share.reclaimed_water_substitution_ratio | policy_threshold.exceedance_probability_at_proposed_mw | policy_threshold.exceedance_probability_ci95_at_proposed_mw
1024 | 24 | 1584.3 | 20260918 | 1000 | 2000 | 250 MW anchors with 50 MW refinement at detected constraint transitions | 950 | [950.0, 1000.0] | 1050 | [1050.0, 1100.0] | 1200 | [1200.0, 1200.0] | 0.0625 | [0.048828125, 0.078125] | 1077.2949 | 72.7521 | [850.0, 900.0, 950.0, 1000.0, 1050.0, 1100.0, 1150.0, 1200.0, 1250.0] | 0 | 1 | 1150 | [1100.0, 1150.0] | 1250 | [1250.0, 1250.0] | 1350 | [1350.0, 1350.0] | [1000.0, 1050.0, 1100.0, 1150.0, 1200.0, 1250.0, 1300.0, 1350.0, 1400.0] | 0 | 2000 | 1 | 0 | [0.0, 0.0]

## 08_不确定性_co_probabilistic_corr~2
samples | workers | elapsed_seconds | seed | proposed_mw | bootstrap_iterations | capacity_grid_strategy | p05 | p05_ci95 | p50 | p50_ci95 | p95 | p95_ci95 | exceedance_probability | exceedance_probability_ci95 | mean | std | distinct_thresholds | right_censored_at_grid_max_fraction | limiting_constraint_share.max_daily_average_grid_connection_ratio | limiting_constraint_share.max_local_connection_ratio | policy_threshold.p05 | policy_threshold.p05_ci95 | policy_threshold.p50 | policy_threshold.p50_ci95 | policy_threshold.p95 | policy_threshold.p95_ci95 | policy_threshold.distinct_thresholds | policy_threshold.right_censored_at_grid_max_fraction | policy_threshold.grid_max_mw | policy_threshold.limiting_constraint_share.reclaimed_water_substitution_ratio | policy_threshold.exceedance_probability_at_proposed_mw | policy_threshold.exceedance_probability_ci95_at_proposed_mw
1024 | 24 | 1596.4 | 20260918 | 1000 | 2000 | 250 MW anchors with 50 MW refinement at detected constraint transitions | 1250 | [1250.0, 1250.0] | 1350 | [1350.0, 1400.0] | 1500 | [1500.0, 1500.0] | 0 | [0.0, 0.0] | 1373.1445 | 84.0767 | [1150.0, 1200.0, 1250.0, 1300.0, 1350.0, 1400.0, 1450.0, 1500.0, 1550.0] | 0 | 0.8809 | 0.1191 | 1800 | [1750.0, 1800.0] | 2000 | [2000.0, 2000.0] | 2000 | [2000.0, 2000.0] | [1600.0, 1650.0, 1700.0, 1750.0, 1800.0, 1850.0, 1900.0, 1950.0, 2000.0] | 0.58496 | 2000 | 0.415 | 0 | [0.0, 0.0]

## 08_不确定性_probabilistic_grid_audi
method | sample_ids | domains | all_match
full 50 MW grid versus adaptive 250 MW anchors with transition refinement | [0, 1, 127, 255, 383, 511, 767, 1023] | [{'domain': 'ha', 'checked_samples': [{'sample_id': 0, 'physical_full_mw': 900.0, 'physical_adaptive_mw': 900.0, 'policy_full_mw': 1100.0, 'policy_adaptive_mw': 1100.0, 'full_grid_points': 41, 'adaptive_grid_points': 21}, {'sample_id': 1, 'physical_full_mw': 950.0, 'physical_adaptive_mw': 950.0, 'policy_full_mw': 1150.0, 'policy_adaptive_mw': 1150.0, 'full_grid_points': 41, 'adaptive_grid_points': 21}, {'sample_id': 127, 'physical_full_mw': 950.0, 'physical_adaptive_mw': 950.0, 'policy_full_mw': 1150.0, 'policy_adaptive_mw': 1150.0, 'full_grid_points': 41, 'adaptive_grid_points': 21}, {'sample_id': 255, 'physical_full_mw': 1000.0, 'physical_adaptive_mw': 1000.0, 'policy_full_mw': 1150.0, 'policy_adaptive_mw': 1150.0, 'full_grid_points': 41, 'adaptive_grid_points': 17}, {'sample_id': 383, 'physical_full_mw': 1050.0, 'physical_adaptive_mw': 1050.0, 'policy_full_mw': 1250.0, 'policy_adaptive_mw': 1250.0, 'full_grid_points': 41, 'adaptive_grid_points': 21}, {'sample_id': 511, 'physical_full_mw': 1000.0, 'physical_adaptive_mw': 1000.0, 'policy_full_mw': 1200.0, 'policy_adaptive_mw': 1200.0, 'full_grid_points': 41, 'adaptive_grid_points': 17}, {'sample_id': 767, 'physical_full_mw': 1100.0, 'physical_adaptive_mw': 1100.0, 'policy_full_mw': 1200.0, 'policy_adaptive_mw': 1200.0, 'full_grid_points': 41, 'adaptive_grid_points': 17}, {'sample_id': 1023, 'physical_full_mw': 1100.0, 'physical_adaptive_mw': 1100.0, 'policy_full_mw': 1200.0, 'policy_adaptive_mw': 1200.0, 'full_grid_points': 41, 'adaptive_grid_points': 17}]}, {'domain': 'co', 'checked_samples': [{'sample_id': 0, 'physical_full_mw': 1200.0, 'physical_adaptive_mw': 1200.0, 'policy_full_mw': 1750.0, 'policy_adaptive_mw': 1750.0, 'full_grid_points': 41, 'adaptive_grid_points': 21}, {'sample_id': 1, 'physical_full_mw': 1250.0, 'physical_adaptive_mw': 1250.0, 'policy_full_mw': 1950.0, 'policy_adaptive_mw': 1950.0, 'full_grid_points': 41, 'adaptive_grid_points': 21}, {'sample_id': 127, 'physical_full_mw': 1250.0, 'physical_adaptive_mw': 1250.0, 'policy_full_mw': 1900.0, 'policy_adaptive_mw': 1900.0, 'full_grid_points': 41, 'adaptive_grid_points': 21}, {'sample_id': 255, 'physical_full_mw': 1300.0, 'physical_adaptive_mw': 1300.0, 'policy_full_mw': 1900.0, 'policy_adaptive_mw': 1900.0, 'full_grid_points': 41, 'adaptive_grid_points': 21}, {'sample_id': 383, 'physical_full_mw': 1350.0, 'physical_adaptive_mw': 1350.0, 'policy_full_mw': 2000.0, 'policy_adaptive_mw': 2000.0, 'full_grid_points': 41, 'adaptive_grid_points': 17}, {'sample_id': 511, 'physical_full_mw': 1300.0, 'physical_adaptive_mw': 1300.0, 'policy_full_mw': 1900.0, 'policy_adaptive_mw': 1900.0, 'full_grid_points': 41, 'adaptive_grid_points': 21}, {'sample_id': 767, 'physical_full_mw': 1400.0, 'physical_adaptive_mw': 1400.0, 'policy_full_mw': 1900.0, 'policy_adaptive_mw': 1900.0, 'full_grid_points': 41, 'adaptive_grid_points': 21}, {'sample_id': 1023, 'physical_full_mw': 1350.0, 'physical_adaptive_mw': 1350.0, 'policy_full_mw': 2000.0, 'policy_adaptive_mw': 2000.0, 'full_grid_points': 41, 'adaptive_grid_points': 17}]}] | TRUE

## 08_不确定性_probabilistic_grid_au~2
method | sample_ids | domains | all_match
full 50 MW grid versus adaptive 250 MW anchors with transition refinement | [0, 1, 127, 255, 383, 511, 767, 1023] | [{'domain': 'ha', 'checked_samples': [{'sample_id': 0, 'physical_full_mw': 900.0, 'physical_adaptive_mw': 900.0, 'policy_full_mw': 1100.0, 'policy_adaptive_mw': 1100.0, 'full_grid_points': 41, 'adaptive_grid_points': 21}, {'sample_id': 1, 'physical_full_mw': 950.0, 'physical_adaptive_mw': 950.0, 'policy_full_mw': 1150.0, 'policy_adaptive_mw': 1150.0, 'full_grid_points': 41, 'adaptive_grid_points': 21}, {'sample_id': 127, 'physical_full_mw': 950.0, 'physical_adaptive_mw': 950.0, 'policy_full_mw': 1150.0, 'policy_adaptive_mw': 1150.0, 'full_grid_points': 41, 'adaptive_grid_points': 21}, {'sample_id': 255, 'physical_full_mw': 1000.0, 'physical_adaptive_mw': 1000.0, 'policy_full_mw': 1150.0, 'policy_adaptive_mw': 1150.0, 'full_grid_points': 41, 'adaptive_grid_points': 17}, {'sample_id': 383, 'physical_full_mw': 1050.0, 'physical_adaptive_mw': 1050.0, 'policy_full_mw': 1250.0, 'policy_adaptive_mw': 1250.0, 'full_grid_points': 41, 'adaptive_grid_points': 21}, {'sample_id': 511, 'physical_full_mw': 1000.0, 'physical_adaptive_mw': 1000.0, 'policy_full_mw': 1200.0, 'policy_adaptive_mw': 1200.0, 'full_grid_points': 41, 'adaptive_grid_points': 17}, {'sample_id': 767, 'physical_full_mw': 1100.0, 'physical_adaptive_mw': 1100.0, 'policy_full_mw': 1200.0, 'policy_adaptive_mw': 1200.0, 'full_grid_points': 41, 'adaptive_grid_points': 17}, {'sample_id': 1023, 'physical_full_mw': 1100.0, 'physical_adaptive_mw': 1100.0, 'policy_full_mw': 1200.0, 'policy_adaptive_mw': 1200.0, 'full_grid_points': 41, 'adaptive_grid_points': 17}]}, {'domain': 'co', 'checked_samples': [{'sample_id': 0, 'physical_full_mw': 1200.0, 'physical_adaptive_mw': 1200.0, 'policy_full_mw': 1750.0, 'policy_adaptive_mw': 1750.0, 'full_grid_points': 41, 'adaptive_grid_points': 21}, {'sample_id': 1, 'physical_full_mw': 1250.0, 'physical_adaptive_mw': 1250.0, 'policy_full_mw': 1950.0, 'policy_adaptive_mw': 1950.0, 'full_grid_points': 41, 'adaptive_grid_points': 21}, {'sample_id': 127, 'physical_full_mw': 1250.0, 'physical_adaptive_mw': 1250.0, 'policy_full_mw': 1900.0, 'policy_adaptive_mw': 1900.0, 'full_grid_points': 41, 'adaptive_grid_points': 21}, {'sample_id': 255, 'physical_full_mw': 1300.0, 'physical_adaptive_mw': 1300.0, 'policy_full_mw': 1900.0, 'policy_adaptive_mw': 1900.0, 'full_grid_points': 41, 'adaptive_grid_points': 21}, {'sample_id': 383, 'physical_full_mw': 1350.0, 'physical_adaptive_mw': 1350.0, 'policy_full_mw': 2000.0, 'policy_adaptive_mw': 2000.0, 'full_grid_points': 41, 'adaptive_grid_points': 17}, {'sample_id': 511, 'physical_full_mw': 1300.0, 'physical_adaptive_mw': 1300.0, 'policy_full_mw': 1900.0, 'policy_adaptive_mw': 1900.0, 'full_grid_points': 41, 'adaptive_grid_points': 21}, {'sample_id': 767, 'physical_full_mw': 1400.0, 'physical_adaptive_mw': 1400.0, 'policy_full_mw': 1900.0, 'policy_adaptive_mw': 1900.0, 'full_grid_points': 41, 'adaptive_grid_points': 21}, {'sample_id': 1023, 'physical_full_mw': 1350.0, 'physical_adaptive_mw': 1350.0, 'policy_full_mw': 2000.0, 'policy_adaptive_mw': 2000.0, 'full_grid_points': 41, 'adaptive_grid_points': 17}]}] | TRUE

## 08_不确定性_probabilistic_sample_si
域 | 版本 | P05 | P50 | P95 | 超限概率
ha | 40 样本 | 750 | 1000 | 1000 | 0.175
ha | 1024 样本 | 950 | 1050 | 1200 | 0.0625
co | 40 样本 | 1250 | 1500 | 1500 | 0
co | 1024 样本 | 1250 | 1350 | 1500 | 0

## 09_能源富集_ha_energy_rich_comparis
域 | 情景 | 接网容量_MW | 电网间接水强度_L_per_kWh | CAWCC_年_MW | 年尺度限制约束 | CAWCC_日_MW | 日尺度限制约束
HA | 常规 | 1500 | 0.4 | 1150 | max_source_abstraction_ratio | 1150 | max_wtw_utilization
HA | 能源富集 | 2600 | 0.08 | 1150 | max_source_abstraction_ratio | 1150 | max_wtw_utilization

## 09_能源富集_co_energy_rich_comparis
域 | 情景 | 接网容量_MW | 电网间接水强度_L_per_kWh | CAWCC_年_MW | 年尺度限制约束 | CAWCC_日_MW | 日尺度限制约束
CO | 常规 | 1500 | 0.18 | 1750 | max_source_abstraction_ratio | 1450 | max_daily_average_grid_connection_ratio
CO | 能源富集 | 2600 | 0.08 | 1750 | max_source_abstraction_ratio | 1550 | max_wtw_utilization

## 10_城市梯度_city_gradient_capacity_
theta_climate | theta_infra | ai_capacity_mw | total_withdrawal_ml | freshwater_withdrawal_ml | reclaimed_water_use_ml | consumption_ml | return_flow_ml | maximum_daily_withdrawal_ml | p95_daily_withdrawal_ml | maximum_7day_average_ml | summer_peak_withdrawal_ml | unmet_cooling_water_ml | freshwater_dependency_ratio | reclaimed_water_substitution_ratio | urban_water_circularity_ratio | consumption_fraction | return_ratio | system_reliability_fraction | domestic_unmet_ml | peak_capacity_ratio | coincident_city_ai_peak | max_wtw_utilization | max_wwtw_utilization | max_reuse_utilization | max_source_abstraction_ratio | min_source_storage_ml | wastewater_ml | system_energy_kwh | system_carbon_kg_co2e | it_energy_mwh | facility_energy_mwh | offsite_electricity_water_ml | max_local_connection_ratio | max_daily_average_grid_connection_ratio | internal_cooling_recovery_ratio | mean_wtw_utilization | mean_wwtw_utilization | mean_reuse_utilization | daily_peak_factor
0 | 0 | 0 | 0 | 0 | 0 | 0 | 0 | 0 | 0 | 0 | 0 | 0 | 0 | 0 | 0 | 0 | 0 | 1 | 0 | 0.78227 | 0 | 0.78585 | 0.82404 | 1 | 0.78867 | 57112.7394 | 147024.6338 | 145390974.6356 | 50886841.1225 | 0 | 0 | 0 | 0 | 0 | 0 | 0.67158 | 0.74594 | 0.80768
0 | 0 | 50 | 1463.0872 | 438.9262 | 1024.161 | 1142.0486 | 309.0386 | 13.7647 | 2.2961 | 13.7647 | 2.3324 | 0 | 0.3 | 0.7 | 0.7 | 0.78057 | 0.21122 | 1 | 0 | 0.78852 | 0 | 0.79276 | 0.82586 | 1 | 0.7956 | 56651.4891 | 147333.6724 | 923371244.8678 | 323179935.7037 | 656998.92 | 777025.3349 | 310.8101 | 0.19664 | 0.034693 | 0.023116 | 0.67756 | 0.74751 | 0.80937 | 6.8678
0 | 0 | 100 | 2914.1743 | 874.2523 | 2039.922 | 2284.0972 | 618.0772 | 15.5294 | 4.5921 | 15.5294 | 4.6648 | 0 | 0.3 | 0.7 | 0.7 | 0.78379 | 0.21209 | 1 | 0 | 0.79477 | 0 | 0.79966 | 0.82769 | 1 | 0.80253 | 56204.3787 | 147642.7109 | 1701344301.0379 | 595470505.3633 | 1313997.84 | 1554050.6699 | 621.6203 | 0.22185 | 0.069385 | 0.023116 | 0.6835 | 0.74908 | 0.81106 | 3.8901
0 | 0 | 150 | 4365.2615 | 1309.5785 | 3055.6831 | 3426.1458 | 927.1157 | 17.2941 | 6.8882 | 17.2941 | 6.9971 | 0 | 0.3 | 0.7 | 0.7 | 0.78487 | 0.21238 | 1 | 0 | 0.80102 | 0 | 0.80656 | 0.82951 | 1 | 0.80946 | 55757.2683 | 147951.7495 | 2479317357.208 | 867761075.0228 | 1970996.76 | 2331076.0048 | 932.4304 | 0.24706 | 0.10408 | 0.023116 | 0.68943 | 0.75064 | 0.81275 | 2.8921
0 | 0 | 200 | 5816.3487 | 1744.9046 | 4071.4441 | 4568.1944 | 1236.1543 | 19.0588 | 9.1843 | 19.0588 | 9.3295 | 0 | 0.3 | 0.7 | 0.7 | 0.78541 | 0.21253 | 1 | 0 | 0.80727 | 0 | 0.81347 | 0.83134 | 1 | 0.81639 | 54936.2915 | 148260.7881 | 3257290413.3781 | 1140051644.6823 | 2627995.68 | 3108101.3398 | 1243.2405 | 0.27227 | 0.13877 | 0.023116 | 0.69536 | 0.75221 | 0.81444 | 2.392
0 | 0 | 250 | 7267.4359 | 2180.2308 | 5087.2051 | 5710.243 | 1545.1929 | 20.8235 | 11.4803 | 20.8235 | 11.6619 | 0 | 0.3 | 0.7 | 0.7 | 0.78573 | 0.21262 | 1 | 0 | 0.81352 | 0 | 0.82037 | 0.83316 | 1 | 0.82332 | 53652.2124 | 148569.8267 | 4035263469.5482 | 1412342214.3419 | 3284994.6 | 3885126.6747 | 1554.0507 | 0.29748 | 0.17346 | 0.023116 | 0.70129 | 0.75378 | 0.81613 | 2.0917
0 | 0 | 300 | 8718.523 | 2615.5569 | 6102.9661 | 6852.2916 | 1854.2315 | 22.5882 | 13.7764 | 22.5882 | 13.9943 | 0 | 0.3 | 0.7 | 0.7 | 0.78595 | 0.21268 | 1 | 0 | 0.81977 | 0 | 0.82727 | 0.83498 | 1 | 0.83024 | 52368.1334 | 148878.8653 | 4813236525.7183 | 1684632784.0014 | 3941993.52 | 4662152.0097 | 1864.8608 | 0.32269 | 0.20816 | 0.023116 | 0.70723 | 0.75535 | 0.81783 | 1.8913
0 | 0 | 350 | 10169.6102 | 3050.8831 | 7118.7272 | 7994.3402 | 2163.27 | 24.3529 | 16.0724 | 24.3529 | 16.3266 | 0 | 0.3 | 0.7 | 0.7 | 0.7861 | 0.21272 | 1 | 0 | 0.82602 | 0 | 0.83418 | 0.83681 | 1 | 0.83717 | 51084.0544 | 149187.9038 | 5591209581.8884 | 1956923353.6609 | 4598992.44 | 5439177.3446 | 2175.6709 | 0.3479 | 0.24285 | 0.023116 | 0.71316 | 0.75691 | 0.81952 | 1.7481
0 | 0 | 400 | 11620.6974 | 3486.2092 | 8134.4882 | 9136.3888 | 2472.3086 | 26.1176 | 18.3685 | 26.1176 | 18.659 | 0 | 0.3 | 0.7 | 0.7 | 0.78622 | 0.21275 | 1 | 0 | 0.83227 | 0 | 0.84108 | 0.83863 | 1 | 0.8441 | 49799.9754 | 149496.9424 | 6369182638.0585 | 2229213923.3205 | 5255991.36 | 6216202.6796 | 2486.4811 | 0.37311 | 0.27754 | 0.023116 | 0.71909 | 0.75848 | 0.82121 | 1.6407
0 | 0 | 450 | 13071.7846 | 3921.5354 | 9150.2492 | 10278.4374 | 2781.3472 | 27.8823 | 20.6646 | 27.8823 | 20.9914 | 0 | 0.3 | 0.7 | 0.7 | 0.78631 | 0.21277 | 1 | 0 | 0.83852 | 0 | 0.84798 | 0.84046 | 1 | 0.85103 | 48515.8964 | 149805.981 | 7147155694.2286 | 2501504492.98 | 5912990.28 | 6993228.0145 | 2797.2912 | 0.39832 | 0.31223 | 0.023116 | 0.72503 | 0.76005 | 0.8229 | 1.5571
0 | 0 | 500 | 14522.8717 | 4356.8615 | 10166.0102 | 11420.486 | 3090.3858 | 29.647 | 22.9606 | 29.647 | 23.3238 | 0 | 0.3 | 0.7 | 0.7 | 0.78638 | 0.21279 | 1 | 0 | 0.84478 | 0 | 0.85489 | 0.84228 | 1 | 0.85796 | 47231.8174 | 150115.0196 | 7925128750.3987 | 2773795062.6396 | 6569989.2 | 7770253.3494 | 3108.1013 | 0.42353 | 0.34693 | 0.023116 | 0.73096 | 0.76162 | 0.82459 | 1.4902
0 | 0 | 550 | 15973.9589 | 4792.1877 | 11181.7712 | 12562.5346 | 3399.4244 | 31.4117 | 25.2567 | 31.4117 | 25.6561 | 0 | 0.3 | 0.7 | 0.7 | 0.78644 | 0.21281 | 1 | 0 | 0.85103 | 0 | 0.86179 | 0.84411 | 1 | 0.86489 | 45947.7384 | 150424.0581 | 8703101806.5688 | 3046085632.2991 | 7226988.12 | 8547278.6844 | 3418.9115 | 0.44874 | 0.38162 | 0.023116 | 0.73689 | 0.76319 | 0.82628 | 1.4355
0 | 0 | 600 | 17425.0461 | 5227.5138 | 12197.5323 | 13704.5832 | 3708.4629 | 33.1764 | 27.5528 | 33.1764 | 27.9885 | 0 | 0.3 | 0.7 | 0.7 | 0.78649 | 0.21282 | 1 | 0 | 0.85728 | 0 | 0.86869 | 0.84593 | 1 | 0.87181 | 44663.6593 | 150733.0967 | 9481074862.7389 | 3318376201.9586 | 7883987.04 | 9324304.0193 | 3729.7216 | 0.47395 | 0.41631 | 0.023116 | 0.74282 | 0.76475 | 0.82797 | 1.3899
0 | 0 | 650 | 18876.1333 | 5662.84 | 13213.2933 | 14846.6318 | 4017.5015 | 34.9411 | 29.8488 | 34.9411 | 30.3209 | 0 | 0.3 | 0.7 | 0.7 | 0.78653 | 0.21283 | 1 | 0 | 0.86353 | 0 | 0.8756 | 0.84775 | 1 | 0.87874 | 43379.5803 | 151042.1353 | 10259047918.909 | 3590666771.6182 | 8540985.96 | 10101329.3543 | 4040.5317 | 0.49916 | 0.451 | 0.023116 | 0.74876 | 0.76632 | 0.82967 | 1.3513
0 | 0 | 700 | 20327.2204 | 6098.1661 | 14229.0543 | 15988.6804 | 4326.5401 | 36.7058 | 32.1449 | 36.7058 | 32.6533 | 0 | 0.3 | 0.7 | 0.7 | 0.78657 | 0.21284 | 1 | 0 | 0.86978 | 0 | 0.8825 | 0.84958 | 1 | 0.88567 | 42072.6364 | 151351.1739 | 11037020975.0791 | 3862957341.2777 | 9197984.88 | 10878354.6892 | 4351.3419 | 0.52437 | 0.4857 | 0.023116 | 0.75469 | 0.76789 | 0.83136 | 1.3182
0 | 0 | 750 | 21778.3076 | 6533.4923 | 15244.8153 | 17130.729 | 4635.5787 | 38.4705 | 34.441 | 38.4705 | 34.9857 | 0 | 0.3 | 0.7 | 0.7 | 0.7866 | 0.21285 | 1 | 0 | 0.87603 | 0 | 0.8894 | 0.8514 | 1 | 0.8926 | 40744.8724 | 151660.2125 | 11814994031.2493 | 4135247910.9372 | 9854983.8 | 11655380.0242 | 4662.152 | 0.54958 | 0.52039 | 0.023116 | 0.76062 | 0.76946 | 0.83305 | 1.2895
0 | 0 | 800 | 23229.3948 | 6968.8184 | 16260.5764 | 18272.7776 | 4944.6172 | 40.2353 | 36.737 | 40.2353 | 37.318 | 0 | 0.3 | 0.7 | 0.7 | 0.78662 | 0.21286 | 1 | 0 | 0.88228 | 0 | 0.89631 | 0.85323 | 1 | 0.89953 | 39396.8813 | 151969.251 | 12592967087.4194 | 4407538480.5968 | 10511982.72 | 12432405.3591 | 4972.9621 | 0.57479 | 0.55508 | 0.023116 | 0.76655 | 0.77103 | 0.83474 | 1.2644
0 | 0 | 850 | 24680.482 | 7404.1446 | 17276.3374 | 19414.8262 | 5253.6558 | 42 | 39.0331 | 42 | 39.6504 | 0 | 0.3 | 0.7 | 0.7 | 0.78665 | 0.21287 | 1 | 0 | 0.88853 | 0 | 0.90321 | 0.85505 | 1 | 0.90646 | 38028.8443 | 152278.2896 | 13370940143.5895 | 4679829050.2563 | 11168981.64 | 13209430.6941 | 5283.7723 | 0.6 | 0.58978 | 0.023116 | 0.77249 | 0.77259 | 0.83643 | 1.2423
0 | 0 | 900 | 26131.5691 | 7839.4707 | 18292.0984 | 20556.8748 | 5562.6944 | 43.7647 | 41.3292 | 43.7647 | 41.9828 | 0 | 0.3 | 0.7 | 0.7 | 0.78667 | 0.21287 | 1 | 0 | 0.89478 | 0 | 0.91012 | 0.85687 | 1 | 0.91338 | 36660.8072 | 152587.3282 | 14148913199.7596 | 4952119619.9158 | 11825980.56 | 13986456.029 | 5594.5824 | 0.62521 | 0.62447 | 0.023116 | 0.77842 | 0.77416 | 0.83812 | 1.2226
0 | 0 | 950 | 27582.6563 | 8274.7969 | 19307.8594 | 21698.9234 | 5871.733 | 45.5294 | 43.6252 | 45.5294 | 44.3152 | 0 | 0.3 | 0.7 | 0.7 | 0.78669 | 0.21288 | 1 | 0 | 0.90103 | 0 | 0.91702 | 0.8587 | 1 | 0.92031 | 35291.27 | 152896.3668 | 14926886255.9297 | 5224410189.5754 | 12482979.48 | 14763481.364 | 5905.3925 | 0.65042 | 0.65916 | 0.023116 | 0.78435 | 0.77573 | 0.83981 | 1.205
0 | 0 | 1000 | 29033.7435 | 8710.123 | 20323.6204 | 22840.972 | 6180.7715 | 47.2941 | 45.9213 | 47.2941 | 46.6475 | 0 | 0.3 | 0.7 | 0.7 | 0.7867 | 0.21288 | 1 | 0 | 0.90728 | 0 | 0.92392 | 0.86052 | 1 | 0.92724 | 33898.2567 | 153205.4053 | 15704859312.0998 | 5496700759.2349 | 13139978.4 | 15540506.6989 | 6216.2027 | 0.67563 | 0.69385 | 0.023116 | 0.79029 | 0.7773 | 0.8415 | 1.1891
0 | 0 | 1050 | 30484.8307 | 9145.4492 | 21339.3815 | 23983.0205 | 6489.8101 | 49.0588 | 48.2173 | 49.0588 | 48.9799 | 0 | 0.3 | 0.7 | 0.7 | 0.78672 | 0.21289 | 1 | 0 | 0.91353 | 0 | 0.93083 | 0.86235 | 1 | 0.93417 | 32505.2435 | 153514.4439 | 16482832368.2699 | 5768991328.8945 | 13796977.32 | 16317532.0338 | 6527.0128 | 0.70084 | 0.72855 | 0.023116 | 0.79622 | 0.77887 | 0.8432 | 1.1748
0 | 0 | 1100 | 31935.9178 | 9580.7754 | 22355.1425 | 25125.0691 | 6798.8487 | 51.3123 | 50.5134 | 50.8235 | 51.3123 | 0 | 0.3 | 0.7 | 0.7 | 0.78673 | 0.21289 | 1 | 0 | 0.91978 | 0 | 0.93773 | 0.86417 | 1 | 0.9411 | 31112.2302 | 153823.4825 | 17260805424.44 | 6041281898.554 | 14453976.24 | 17094557.3688 | 6837.8229 | 0.73303 | 0.76324 | 0.023116 | 0.80215 | 0.78043 | 0.84489 | 1.1729
0 | 0 | 1150 | 33387.005 | 10095.8261 | 23291.1789 | 26267.1177 | 7107.8873 | 53.6447 | 52.8012 | 52.5882 | 53.6447 | 0 | 0.30239 | 0.69761 | 0.69761 | 0.78675 | 0.21289 | 1 | 0 | 0.92603 | 0 | 0.94463 | 0.86599 | 1 | 0.94802 | 29719.217 | 154132.5211 | 18038778480.6101 | 6313572468.2135 | 15110975.16 | 17871582.7037 | 7148.6331 | 0.76635 | 0.79793 | 0.023116 | 0.80808 | 0.782 | 0.84658 | 1.1729
0 | 0 | 1200 | 34838.0922 | 10844.0493 | 23994.0429 | 27409.1663 | 7416.9259 | 55.9771 | 55.0969 | 54.6085 | 55.9771 | 0 | 0.31127 | 0.68873 | 0.68873 | 0.78676 | 0.2129 | 1 | 0 | 0.93228 | 0 | 0.95154 | 0.86782 | 1 | 0.95495 | 28326.2037 | 154441.5596 | 18816751536.7802 | 6585863037.8731 | 15767974.08 | 18648608.0387 | 7459.4432 | 0.79967 | 0.83262 | 0.023116 | 0.81402 | 0.78357 | 0.84827 | 1.1729
0 | 0 | 1250 | 36289.1794 | 11801.5899 | 24487.5895 | 28551.2149 | 7725.9644 | 58.3094 | 57.3926 | 56.8839 | 58.3094 | 0 | 0.32521 | 0.67479 | 0.67479 | 0.78677 | 0.2129 | 1 | 0 | 0.93853 | 0 | 0.95844 | 0.86964 | 1 | 0.96188 | 26925.6006 | 154750.5982 | 19594724592.9503 | 6858153607.5326 | 16424973 | 19425633.3736 | 7770.2533 | 0.83299 | 0.86732 | 0.023116 | 0.81995 | 0.78514 | 0.84996 | 1.173
0 | 0 | 1300 | 37740.2665 | 12997.4843 | 24742.7822 | 29693.2635 | 8035.003 | 60.6418 | 59.6883 | 59.1592 | 60.6418 | 0 | 0.34439 | 0.65561 | 0.65561 | 0.78678 | 0.2129 | 1 | 0 | 0.94478 | 0 | 0.96534 | 0.87147 | 1 | 0.96881 | 25507.9969 | 155059.6368 | 20372697649.1204 | 7130444177.1921 | 17081971.92 | 20202658.7086 | 8081.0635 | 0.86631 | 0.90201 | 0.023116 | 0.82588 | 0.78671 | 0.85165 | 1.173
0 | 0 | 1350 | 39191.3537 | 14326.5062 | 24864.8475 | 30835.3121 | 8344.0416 | 62.9742 | 61.984 | 61.4346 | 62.9742 | 0 | 0.36555 | 0.63445 | 0.63445 | 0.78679 | 0.21291 | 1 | 0 | 0.95103 | 0 | 0.97225 | 0.87329 | 1 | 0.97574 | 24083.295 | 155368.6754 | 21150670705.2905 | 7402734746.8517 | 17738970.84 | 20979684.0435 | 8391.8736 | 0.89963 | 0.9367 | 0.023116 | 0.83182 | 0.78827 | 0.85334 | 1.173
0 | 0 | 1400 | 40642.4409 | 15711.7564 | 24930.6845 | 31977.3607 | 8653.0802 | 65.3066 | 64.2797 | 63.7099 | 65.3066 | 0 | 0.38658 | 0.61342 | 0.61342 | 0.7868 | 0.21291 | 1 | 0 | 0.95728 | 0 | 0.97915 | 0.87511 | 1 | 0.98267 | 22658.5931 | 155677.714 | 21928643761.4606 | 7675025316.5112 | 18395969.76 | 21756709.3785 | 8702.6838 | 0.93295 | 0.9714 | 0.023116 | 0.83775 | 0.78984 | 0.85504 | 1.173
0 | 0 | 1450 | 42093.5281 | 17106.1836 | 24987.3445 | 33119.4093 | 8962.1187 | 67.6389 | 66.5754 | 65.9853 | 67.6389 | 0 | 0.40639 | 0.59361 | 0.59361 | 0.78681 | 0.21291 | 1 | 0 | 0.96353 | 0 | 0.98 | 0.87694 | 1 | 0.98959 | 21230.1298 | 155986.7525 | 22706615875.9776 | 7947315556.5922 | 19052968.68 | 22533734.7134 | 9013.4939 | 0.96627 | 1.0061 | 0.023116 | 0.84367 | 0.79141 | 0.85673 | 1.173
0 | 0 | 1500 | 43544.6152 | 18500.6108 | 25044.0044 | 34261.4579 | 9271.1573 | 69.9713 | 68.8711 | 68.2606 | 69.9713 | 0 | 0.42487 | 0.57513 | 0.57513 | 0.78681 | 0.21291 | 1 | 0 | 0.96978 | 0 | 0.98 | 0.87876 | 1 | 0.99652 | 19788.6907 | 156295.7911 | 23484586258.5206 | 8219605190.4822 | 19709967.6 | 23310760.0483 | 9324.304 | 0.99959 | 1.0408 | 0.023116 | 0.84958 | 0.79298 | 0.85842 | 1.173
0 | 0 | 1550 | 44995.7024 | 19895.038 | 25100.6644 | 35403.5065 | 9580.1959 | 72.3037 | 71.1668 | 70.536 | 72.3037 | 0 | 0.44215 | 0.55785 | 0.55785 | 0.78682 | 0.21291 | 1 | 0 | 0.97603 | 0 | 0.98 | 0.88059 | 1 | 1 | 18348.563 | 156604.8297 | 24262550150.4519 | 8491892552.6582 | 20366966.52 | 24087785.3833 | 9635.1142 | 1.0329 | 1.0755 | 0.023116 | 0.85541 | 0.79455 | 0.86011 | 1.173
0 | 0 | 1600 | 46446.7896 | 21289.4653 | 25157.3243 | 36545.5551 | 9889.2345 | 74.6361 | 73.4625 | 72.8113 | 74.6361 | 0 | 0.45836 | 0.54164 | 0.54164 | 0.78683 | 0.21292 | 1 | 0 | 0.98228 | 0 | 0.98 | 0.88241 | 1 | 1 | 16910.4093 | 156913.8683 | 25040505073.7458 | 8764176775.811 | 21023965.44 | 24864810.7182 | 9945.9243 | 1.0662 | 1.1102 | 0.023116 | 0.86115 | 0.79611 | 0.8618 | 1.173
0 | 0 | 1650 | 47897.8768 | 22687.7173 | 25210.1595 | 37687.6037 | 10198.2731 | 76.9684 | 75.7582 | 75.0867 | 76.9684 | 0 | 0.47367 | 0.52633 | 0.52633 | 0.78683 | 0.21292 | 1 | 0 | 0.98853 | 0 | 0.98 | 0.88423 | 1 | 1 | 15467.4094 | 157222.9068 | 25818444777.0239 | 9036455671.9584 | 21680964.36 | 25641836.0532 | 10256.7344 | 1.0995 | 1.1449 | 0.023116 | 0.86673 | 0.79768 | 0.86349 | 1.1731
0 | 0 | 1700 | 49348.9639 | 24087.1089 | 25261.855 | 38829.6523 | 10507.3116 | 79.3008 | 78.0539 | 77.3621 | 79.3008 | 0 | 0.4881 | 0.5119 | 0.5119 | 0.78684 | 0.21292 | 1 | 0 | 0.99478 | 0 | 0.98 | 0.88606 | 1 | 1 | 14053.0065 | 157531.9454 | 26596367312.1203 | 9308728559.2421 | 22337963.28 | 26418861.3881 | 10567.5446 | 1.1329 | 1.1796 | 0.023116 | 0.87212 | 0.79925 | 0.86518 | 1.1731
0 | 0 | 1750 | 50800.0511 | 25487.3233 | 25312.7279 | 39971.7009 | 10816.3502 | 81.6332 | 80.3496 | 79.6374 | 81.6332 | 0 | 0.50172 | 0.49828 | 0.49828 | 0.78684 | 0.21292 | 1 | 0 | 1.001 | 0 | 0.98 | 0.88788 | 1 | 1 | 12674.1687 | 157840.984 | 27374274995.0145 | 9580996248.2551 | 22994962.2 | 27195886.7231 | 10878.3547 | 1.1662 | 1.2142 | 0.023116 | 0.87736 | 0.80082 | 0.86687 | 1.1731
0 | 0 | 1800 | 52251.1383 | 26889.0241 | 25362.1142 | 41113.7495 | 11125.3888 | 83.9656 | 82.6453 | 81.9128 | 83.9656 | 0 | 0.51461 | 0.48539 | 0.48539 | 0.78685 | 0.21292 | 1 | 0 | 1.0073 | 0 | 0.98 | 0.88971 | 1 | 1 | 11321.706 | 158150.0226 | 28152160726.0956 | 9853256254.1334 | 23651961.12 | 27972912.058 | 11189.1648 | 1.1995 | 1.2489 | 0.023116 | 0.88236 | 0.80238 | 0.86857 | 1.1731
0 | 0 | 1850 | 53702.2255 | 28323.0879 | 25379.1376 | 42255.7981 | 11434.4274 | 86.298 | 84.9041 | 84.1881 | 86.298 | 0 | 0.52741 | 0.47259 | 0.47259 | 0.78685 | 0.21292 | 0.9987 | 307.7383 | 1.0201 | 0 | 0.98 | 0.88657 | 1 | 1 | 9818.4137 | 158256.7926 | 28929915831.3154 | 10125470540.9604 | 24308960.04 | 28749937.393 | 11499.975 | 1.2722 | 1.2836 | 0.023116 | 0.8872 | 0.80293 | 0.86915 | 1.1731
0 | 0 | 1900 | 55153.3126 | 29770.8073 | 25382.5054 | 43397.8467 | 11743.4659 | 88.6303 | 87.0701 | 86.4635 | 88.6303 | 0 | 0.53978 | 0.46022 | 0.46022 | 0.78686 | 0.21292 | 0.99684 | 751.562 | 1.0279 | 0 | 0.98 | 0.88841 | 1 | 1 | 8388.2322 | 158278.2152 | 29707595518.4528 | 10397658431.4585 | 24965958.96 | 29526962.7279 | 11810.7851 | 1.3151 | 1.3183 | 0.023116 | 0.89175 | 0.80304 | 0.86926 | 1.1731
0 | 0 | 1950 | 56604.3998 | 31226.166 | 25378.2339 | 44539.8953 | 12052.5045 | 90.9627 | 89.3617 | 88.7388 | 90.9627 | 0 | 0.55166 | 0.44834 | 0.44834 | 0.78686 | 0.21293 | 0.99467 | 1273.4956 | 1.0359 | 0 | 0.98 | 0.89025 | 1 | 1 | 6982.301 | 158251.8922 | 30485226985.2268 | 10669829444.8294 | 25622957.88 | 30303988.0628 | 12121.5952 | 1.3588 | 1.353 | 0.023116 | 0.89608 | 0.8029 | 0.86912 | 1.1731
0 | 0 | 2000 | 58055.487 | 32687.6231 | 25367.8639 | 45681.9439 | 12361.5431 | 93.2951 | 91.5977 | 91.0142 | 93.2951 | 0 | 0.56304 | 0.43696 | 0.43696 | 0.78687 | 0.21293 | 0.99225 | 1863.8497 | 1.044 | 0 | 0.98 | 0.89209 | 1 | 1 | 5686.6048 | 158187.4538 | 31262819799.5881 | 10941986929.8558 | 26279956.8 | 31081013.3978 | 12432.4054 | 1.4033 | 1.3877 | 0.023116 | 0.90023 | 0.80257 | 0.86876 | 1.1731
0 | 0.25 | 0 | 0 | 0 | 0 | 0 | 0 | 0 | 0 | 0 | 0 | 0 | 0 | 0 | 0 | 0 | 0 | 1 | 0 | 0.77702 | 0 | 0.78226 | 0.82404 | 1 | 0.78011 | 56995.5703 | 147024.6338 | 145519888.7525 | 50931961.0634 | 0 | 0 | 0 | 0 | 0 | 0 | 0.66862 | 0.74594 | 0.81549
0 | 0.25 | 50 | 1463.0872 | 438.9262 | 1024.161 | 1142.0486 | 309.0386 | 13.7647 | 2.2961 | 13.7647 | 2.3324 | 0 | 0.3 | 0.7 | 0.7 | 0.78057 | 0.21122 | 1 | 0 | 0.78323 | 0 | 0.78912 | 0.82586 | 1 | 0.78695 | 56534.0751 | 147333.6724 | 923500429.9705 | 323225150.4897 | 656998.92 | 777025.3349 | 268.0737 | 0.19664 | 0.034693 | 0.023116 | 0.67456 | 0.74751 | 0.8172 | 6.8678
0 | 0.25 | 100 | 2914.1743 | 874.2523 | 2039.922 | 2284.0972 | 618.0772 | 15.5294 | 4.5921 | 15.5294 | 4.6648 | 0 | 0.3 | 0.7 | 0.7 | 0.78379 | 0.21209 | 1 | 0 | 0.78944 | 0 | 0.79598 | 0.82769 | 1 | 0.7938 | 56086.7198 | 147642.7109 | 1701473757.1264 | 595515814.9942 | 1313997.84 | 1554050.6699 | 536.1475 | 0.22185 | 0.069385 | 0.023116 | 0.68046 | 0.74908 | 0.81891 | 3.8901
0 | 0.25 | 150 | 4365.2615 | 1309.5785 | 3055.6831 | 3426.1458 | 927.1157 | 17.2941 | 6.8882 | 17.2941 | 6.9971 | 0 | 0.3 | 0.7 | 0.7 | 0.78487 | 0.21238 | 1 | 0 | 0.79565 | 0 | 0.80284 | 0.82951 | 1 | 0.80064 | 55639.3645 | 147951.7495 | 2479447084.2823 | 867806479.4988 | 1970996.76 | 2331076.0048 | 804.2212 | 0.24706 | 0.10408 | 0.023116 | 0.68635 | 0.75064 | 0.82062 | 2.8921
0 | 0.25 | 200 | 5816.3487 | 1744.9046 | 4071.4441 | 4568.1944 | 1236.1543 | 19.0588 | 9.1843 | 19.0588 | 9.3295 | 0 | 0.3 | 0.7 | 0.7 | 0.78541 | 0.21253 | 1 | 0 | 0.80186 | 0 | 0.80971 | 0.83134 | 1 | 0.80748 | 54596.6958 | 148260.7881 | 3257420411.4383 | 1140097144.0034 | 2627995.68 | 3108101.3398 | 1072.295 | 0.27227 | 0.13877 | 0.023116 | 0.69225 | 0.75221 | 0.82232 | 2.392
0 | 0.25 | 250 | 7267.4359 | 2180.2308 | 5087.2051 | 5710.243 | 1545.1929 | 20.8235 | 11.4803 | 20.8235 | 11.6619 | 0 | 0.3 | 0.7 | 0.7 | 0.78573 | 0.21262 | 1 | 0 | 0.80806 | 0 | 0.81657 | 0.83316 | 1 | 0.81432 | 53311.9105 | 148569.8267 | 4035393738.5942 | 1412387808.508 | 3284994.6 | 3885126.6747 | 1340.3687 | 0.29748 | 0.17346 | 0.023116 | 0.69815 | 0.75378 | 0.82403 | 2.0917
0 | 0.25 | 300 | 8718.523 | 2615.5569 | 6102.9661 | 6852.2916 | 1854.2315 | 22.5882 | 13.7764 | 22.5882 | 13.9943 | 0 | 0.3 | 0.7 | 0.7 | 0.78595 | 0.21268 | 1 | 0 | 0.81427 | 0 | 0.82343 | 0.83498 | 1 | 0.82116 | 52027.1252 | 148878.8653 | 4813367065.7501 | 1684678473.0125 | 3941993.52 | 4662152.0097 | 1608.4424 | 0.32269 | 0.20816 | 0.023116 | 0.70404 | 0.75535 | 0.82574 | 1.8913
0 | 0.25 | 350 | 10169.6102 | 3050.8831 | 7118.7272 | 7994.3402 | 2163.27 | 24.3529 | 16.0724 | 24.3529 | 16.3266 | 0 | 0.3 | 0.7 | 0.7 | 0.7861 | 0.21272 | 1 | 0 | 0.82048 | 0 | 0.83029 | 0.83681 | 1 | 0.82801 | 50742.3399 | 149187.9038 | 5591340392.906 | 1956969137.5171 | 4598992.44 | 5439177.3446 | 1876.5162 | 0.3479 | 0.24285 | 0.023116 | 0.70994 | 0.75691 | 0.82745 | 1.7481
0 | 0.25 | 400 | 11620.6974 | 3486.2092 | 8134.4882 | 9136.3888 | 2472.3086 | 26.1176 | 18.3685 | 26.1176 | 18.659 | 0 | 0.3 | 0.7 | 0.7 | 0.78622 | 0.21275 | 1 | 0 | 0.82669 | 0 | 0.83715 | 0.83863 | 1 | 0.83485 | 49457.5546 | 149496.9424 | 6369313720.0619 | 2229259802.0217 | 5255991.36 | 6216202.6796 | 2144.5899 | 0.37311 | 0.27754 | 0.023116 | 0.71584 | 0.75848 | 0.82915 | 1.6407
0 | 0.25 | 450 | 13071.7846 | 3921.5354 | 9150.2492 | 10278.4374 | 2781.3472 | 27.8823 | 20.6646 | 27.8823 | 20.9914 | 0 | 0.3 | 0.7 | 0.7 | 0.78631 | 0.21277 | 1 | 0 | 0.8329 | 0 | 0.84401 | 0.84046 | 1 | 0.84169 | 48172.7693 | 149805.981 | 7147287047.2179 | 2501550466.5263 | 5912990.28 | 6993228.0145 | 2412.6637 | 0.39832 | 0.31223 | 0.023116 | 0.72173 | 0.76005 | 0.83086 | 1.5571
0 | 0.25 | 500 | 14522.8717 | 4356.8615 | 10166.0102 | 11420.486 | 3090.3858 | 29.647 | 22.9606 | 29.647 | 23.3238 | 0 | 0.3 | 0.7 | 0.7 | 0.78638 | 0.21279 | 1 | 0 | 0.83911 | 0 | 0.85087 | 0.84228 | 1 | 0.84853 | 46887.984 | 150115.0196 | 7925260374.3738 | 2773841131.0308 | 6569989.2 | 7770253.3494 | 2680.7374 | 0.42353 | 0.34693 | 0.023116 | 0.72763 | 0.76162 | 0.83257 | 1.4902
0 | 0.25 | 550 | 15973.9589 | 4792.1877 | 11181.7712 | 12562.5346 | 3399.4244 | 31.4117 | 25.2567 | 31.4117 | 25.6561 | 0 | 0.3 | 0.7 | 0.7 | 0.78644 | 0.21281 | 1 | 0 | 0.84531 | 0 | 0.85773 | 0.84411 | 1 | 0.85537 | 45603.1987 | 150424.0581 | 8703233701.5297 | 3046131795.5354 | 7226988.12 | 8547278.6844 | 2948.8111 | 0.44874 | 0.38162 | 0.023116 | 0.73352 | 0.76319 | 0.83428 | 1.4355
0 | 0.25 | 600 | 17425.0461 | 5227.5138 | 12197.5323 | 13704.5832 | 3708.4629 | 33.1764 | 27.5528 | 33.1764 | 27.9885 | 0 | 0.3 | 0.7 | 0.7 | 0.78649 | 0.21282 | 1 | 0 | 0.85152 | 0 | 0.86459 | 0.84593 | 1 | 0.86222 | 44318.4134 | 150733.0967 | 9481207028.6856 | 3318422460.04 | 7883987.04 | 9324304.0193 | 3216.8849 | 0.47395 | 0.41631 | 0.023116 | 0.73942 | 0.76475 | 0.83598 | 1.3899
0 | 0.25 | 650 | 18876.1333 | 5662.84 | 13213.2933 | 14846.6318 | 4017.5015 | 34.9411 | 29.8488 | 34.9411 | 30.3209 | 0 | 0.3 | 0.7 | 0.7 | 0.78653 | 0.21283 | 1 | 0 | 0.85773 | 0 | 0.87145 | 0.84775 | 1 | 0.86906 | 43033.2033 | 151042.1353 | 10259180355.8416 | 3590713124.5445 | 8540985.96 | 10101329.3543 | 3484.9586 | 0.49916 | 0.451 | 0.023116 | 0.74532 | 0.76632 | 0.83769 | 1.3513
0 | 0.25 | 700 | 20327.2204 | 6098.1661 | 14229.0543 | 15988.6804 | 4326.5401 | 36.7058 | 32.1449 | 36.7058 | 32.6533 | 0 | 0.3 | 0.7 | 0.7 | 0.78657 | 0.21284 | 1 | 0 | 0.86394 | 0 | 0.87831 | 0.84958 | 1 | 0.8759 | 41714.8547 | 151351.1739 | 11037153682.9975 | 3863003789.0491 | 9197984.88 | 10878354.6892 | 3753.0324 | 0.52437 | 0.4857 | 0.023116 | 0.75121 | 0.76789 | 0.8394 | 1.3182
0 | 0.25 | 750 | 21778.3076 | 6533.4923 | 15244.8153 | 17130.729 | 4635.5787 | 38.4705 | 34.441 | 38.4705 | 34.9857 | 0 | 0.3 | 0.7 | 0.7 | 0.7866 | 0.21285 | 1 | 0 | 0.87015 | 0 | 0.88518 | 0.8514 | 1 | 0.88274 | 40386.2489 | 151660.2125 | 11815127010.1534 | 4135294453.5537 | 9854983.8 | 11655380.0242 | 4021.1061 | 0.54958 | 0.52039 | 0.023116 | 0.75711 | 0.76946 | 0.84111 | 1.2895
0 | 0.25 | 800 | 23229.3948 | 6968.8184 | 16260.5764 | 18272.7776 | 4944.6172 | 40.2353 | 36.737 | 40.2353 | 37.318 | 0 | 0.3 | 0.7 | 0.7 | 0.78662 | 0.21286 | 1 | 0 | 0.87635 | 0 | 0.89204 | 0.85323 | 1 | 0.88958 | 39027.1836 | 151969.251 | 12593100337.3093 | 4407585118.0583 | 10511982.72 | 12432405.3591 | 4289.1798 | 0.57479 | 0.55508 | 0.023116 | 0.76301 | 0.77103 | 0.84282 | 1.2644
0 | 0.25 | 850 | 24680.482 | 7404.1446 | 17276.3374 | 19414.8262 | 5253.6558 | 42 | 39.0331 | 42 | 39.6504 | 0 | 0.3 | 0.7 | 0.7 | 0.78665 | 0.21287 | 1 | 0 | 0.88256 | 0 | 0.8989 | 0.85505 | 1 | 0.89643 | 37658.3939 | 152278.2896 | 13371073664.4653 | 4679875782.5628 | 11168981.64 | 13209430.6941 | 4557.2536 | 0.6 | 0.58978 | 0.023116 | 0.7689 | 0.77259 | 0.84452 | 1.2423
0 | 0.25 | 900 | 26131.5691 | 7839.4707 | 18292.0984 | 20556.8748 | 5562.6944 | 43.7647 | 41.3292 | 43.7647 | 41.9828 | 0 | 0.3 | 0.7 | 0.7 | 0.78667 | 0.21287 | 1 | 0 | 0.88877 | 0 | 0.90576 | 0.85687 | 1 | 0.90327 | 36289.6041 | 152587.3282 | 14149046991.6212 | 4952166447.0674 | 11825980.56 | 13986456.029 | 4825.3273 | 0.62521 | 0.62447 | 0.023116 | 0.7748 | 0.77416 | 0.84623 | 1.2226
0 | 0.25 | 950 | 27582.6563 | 8274.7969 | 19307.8594 | 21698.9234 | 5871.733 | 45.5294 | 43.6252 | 45.5294 | 44.3152 | 0 | 0.3 | 0.7 | 0.7 | 0.78669 | 0.21288 | 1 | 0 | 0.89498 | 0 | 0.91262 | 0.8587 | 1 | 0.91011 | 34912.8348 | 152896.3668 | 14927020318.7771 | 5224457111.572 | 12482979.48 | 14763481.364 | 5093.4011 | 0.65042 | 0.65916 | 0.023116 | 0.78069 | 0.77573 | 0.84794 | 1.205
0 | 0.25 | 1000 | 29033.7435 | 8710.123 | 20323.6204 | 22840.972 | 6180.7715 | 47.2941 | 45.9213 | 47.2941 | 46.6475 | 0 | 0.3 | 0.7 | 0.7 | 0.7867 | 0.21288 | 1 | 0 | 0.90119 | 0 | 0.91948 | 0.86052 | 1 | 0.91695 | 33519.0551 | 153205.4053 | 15704993645.933 | 5496747776.0766 | 13139978.4 | 15540506.6989 | 5361.4748 | 0.67563 | 0.69385 | 0.023116 | 0.78659 | 0.7773 | 0.84965 | 1.1891
0 | 0.25 | 1050 | 30484.8307 | 9145.4492 | 21339.3815 | 23983.0205 | 6489.8101 | 49.0588 | 48.2173 | 49.0588 | 48.9799 | 0 | 0.3 | 0.7 | 0.7 | 0.78672 | 0.21289 | 1 | 0 | 0.90739 | 0 | 0.92634 | 0.86235 | 1 | 0.92379 | 32125.2755 | 153514.4439 | 16482966973.0889 | 5769038440.5811 | 13796977.32 | 16317532.0338 | 5629.5486 | 0.70084 | 0.72855 | 0.023116 | 0.79249 | 0.77887 | 0.85135 | 1.1748
0 | 0.25 | 1100 | 31935.9178 | 9584.7144 | 22351.2035 | 25125.0691 | 6798.8487 | 51.3123 | 50.5134 | 50.8235 | 51.3123 | 0 | 0.30012 | 0.69988 | 0.69988 | 0.78673 | 0.21289 | 1 | 0 | 0.9136 | 0 | 0.9332 | 0.86417 | 1 | 0.93064 | 30731.4958 | 153823.4825 | 17260940300.2449 | 6041329105.0857 | 14453976.24 | 17094557.3688 | 5897.6223 | 0.73303 | 0.76324 | 0.023116 | 0.79838 | 0.78043 | 0.85306 | 1.1729
0 | 0.25 | 1150 | 33387.005 | 10190.8067 | 23196.1984 | 26267.1177 | 7107.8873 | 53.6447 | 52.8012 | 52.5882 | 53.6447 | 0 | 0.30523 | 0.69477 | 0.69477 | 0.78675 | 0.21289 | 1 | 0 | 0.91981 | 0 | 0.94006 | 0.86599 | 1 | 0.93748 | 29337.7161 | 154132.5211 | 18038913627.4008 | 6313619769.5903 | 15110975.16 | 17871582.7037 | 6165.696 | 0.76635 | 0.79793 | 0.023116 | 0.80428 | 0.782 | 0.85477 | 1.1729
0 | 0.25 | 1200 | 34838.0922 | 11015.264 | 23822.8282 | 27409.1663 | 7416.9259 | 55.9771 | 55.0969 | 54.6085 | 55.9771 | 0 | 0.31618 | 0.68382 | 0.68382 | 0.78676 | 0.2129 | 1 | 0 | 0.92602 | 0 | 0.94692 | 0.86782 | 1 | 0.94432 | 27943.9365 | 154441.5596 | 18816886954.5567 | 6585910434.0949 | 15767974.08 | 18648608.0387 | 6433.7698 | 0.79967 | 0.83262 | 0.023116 | 0.81018 | 0.78357 | 0.85648 | 1.1729
0 | 0.25 | 1250 | 36289.1794 | 12073.2732 | 24215.9061 | 28551.2149 | 7725.9644 | 58.3094 | 57.3926 | 56.8839 | 58.3094 | 0 | 0.3327 | 0.6673 | 0.6673 | 0.78677 | 0.2129 | 1 | 0 | 0.93223 | 0 | 0.95378 | 0.86964 | 1 | 0.95116 | 26538.6588 | 154750.5982 | 19594860281.7126 | 6858201098.5994 | 16424973 | 19425633.3736 | 6701.8435 | 0.83299 | 0.86732 | 0.023116 | 0.81607 | 0.78514 | 0.85818 | 1.173
0 | 0.25 | 1300 | 37740.2665 | 13343.7597 | 24396.5068 | 29693.2635 | 8035.003 | 60.6418 | 59.6883 | 59.1592 | 60.6418 | 0 | 0.35357 | 0.64643 | 0.64643 | 0.78678 | 0.2129 | 1 | 0 | 0.93844 | 0 | 0.96064 | 0.87147 | 1 | 0.958 | 25115.7352 | 155059.6368 | 20372833608.8686 | 7130491763.104 | 17081971.92 | 20202658.7086 | 6969.9173 | 0.86631 | 0.90201 | 0.023116 | 0.82197 | 0.78671 | 0.85989 | 1.173
0 | 0.25 | 1350 | 39191.3537 | 14702.8198 | 24488.5339 | 30835.3121 | 8344.0416 | 62.9742 | 61.984 | 61.4346 | 62.9742 | 0 | 0.37515 | 0.62485 | 0.62485 | 0.78679 | 0.21291 | 1 | 0 | 0.94464 | 0 | 0.96751 | 0.87329 | 1 | 0.96485 | 23690.2495 | 155368.6754 | 21150806936.0245 | 7402782427.6086 | 17738970.84 | 20979684.0435 | 7237.991 | 0.89963 | 0.9367 | 0.023116 | 0.82786 | 0.78827 | 0.8616 | 1.173
0 | 0.25 | 1400 | 40642.4409 | 16096.2634 | 24546.1775 | 31977.3607 | 8653.0802 | 65.3066 | 64.2797 | 63.7099 | 65.3066 | 0 | 0.39605 | 0.60395 | 0.60395 | 0.7868 | 0.21291 | 1 | 0 | 0.95085 | 0 | 0.97437 | 0.87511 | 1 | 0.97169 | 22264.7637 | 155677.714 | 21928780263.1804 | 7675073092.1131 | 18395969.76 | 21756709.3785 | 7506.0647 | 0.93295 | 0.9714 | 0.023116 | 0.83376 | 0.78984 | 0.86331 | 1.173
0 | 0.25 | 1450 | 42093.5281 | 17490.6449 | 24602.8832 | 33119.4093 | 8962.1187 | 67.6389 | 66.5754 | 65.9853 | 67.6389 | 0 | 0.41552 | 0.58448 | 0.58448 | 0.78681 | 0.21291 | 1 | 0 | 0.95706 | 0 | 0.98 | 0.87694 | 1 | 0.97853 | 20830.9816 | 155986.7525 | 22706753431.6861 | 7947363701.0901 | 19052968.68 | 22533734.7134 | 7774.1385 | 0.96627 | 1.0061 | 0.023116 | 0.83965 | 0.79141 | 0.86501 | 1.173
0 | 0.25 | 1500 | 43544.6152 | 18885.0264 | 24659.5889 | 34261.4579 | 9271.1573 | 69.9713 | 68.8711 | 68.2606 | 69.9713 | 0 | 0.43369 | 0.56631 | 0.56631 | 0.78681 | 0.21291 | 1 | 0 | 0.96327 | 0 | 0.98 | 0.87876 | 1 | 0.98537 | 19388.7494 | 156295.7911 | 23484725157.6049 | 8219653805.1617 | 19709967.6 | 23310760.0483 | 8042.2122 | 0.99959 | 1.0408 | 0.023116 | 0.84553 | 0.79298 | 0.86672 | 1.173
0 | 0.25 | 1550 | 44995.7024 | 20280.0565 | 24715.6459 | 35403.5065 | 9580.1959 | 72.3037 | 71.1668 | 70.536 | 72.3037 | 0 | 0.45071 | 0.54929 | 0.54929 | 0.78682 | 0.21291 | 1 | 0 | 0.96948 | 0 | 0.98 | 0.88059 | 1 | 0.99221 | 17946.5172 | 156604.8297 | 24262695287.3315 | 8491943350.566 | 20366966.52 | 24087785.3833 | 8310.286 | 1.0329 | 1.0755 | 0.023116 | 0.8514 | 0.79455 | 0.86843 | 1.173
0 | 0.25 | 1600 | 46446.7896 | 21678.1158 | 24768.6738 | 36545.5551 | 9889.2345 | 74.6361 | 73.4625 | 72.8113 | 74.6361 | 0 | 0.46673 | 0.53327 | 0.53327 | 0.78683 | 0.21292 | 1 | 0 | 0.97568 | 0 | 0.98 | 0.88241 | 1 | 0.99906 | 16496.489 | 156913.8683 | 25040656506.6289 | 8764229777.3201 | 21023965.44 | 24864810.7182 | 8578.3597 | 1.0662 | 1.1102 | 0.023116 | 0.85716 | 0.79611 | 0.87014 | 1.173
0 | 0.25 | 1650 | 47897.8768 | 23078.2791 | 24819.5977 | 37687.6037 | 10198.2731 | 76.9684 | 75.7582 | 75.0867 | 76.9684 | 0 | 0.48182 | 0.51818 | 0.51818 | 0.78683 | 0.21292 | 1 | 0 | 0.98189 | 0 | 0.98 | 0.88423 | 1 | 1 | 15040.4994 | 157222.9068 | 25818607801.2049 | 9036512730.4217 | 21680964.36 | 25641836.0532 | 8846.4334 | 1.0995 | 1.1449 | 0.023116 | 0.86283 | 0.79768 | 0.87184 | 1.1731
0 | 0.25 | 1700 | 49348.9639 | 24478.9559 | 24870.0081 | 38829.6523 | 10507.3116 | 79.3008 | 78.0539 | 77.3621 | 79.3008 | 0 | 0.49604 | 0.50396 | 0.50396 | 0.78684 | 0.21292 | 1 | 0 | 0.9881 | 0 | 0.98 | 0.88606 | 1 | 1 | 13589.5988 | 157531.9454 | 26596542334.8752 | 9308789817.2063 | 22337963.28 | 26418861.3881 | 9114.5072 | 1.1329 | 1.1796 | 0.023116 | 0.86831 | 0.79925 | 0.87355 | 1.1731
0 | 0.25 | 1750 | 50800.0511 | 25881.4284 | 24918.6227 | 39971.7009 | 10816.3502 | 81.6332 | 80.3496 | 79.6374 | 81.6332 | 0 | 0.50948 | 0.49052 | 0.49052 | 0.78684 | 0.21292 | 1 | 0 | 0.99431 | 0 | 0.98 | 0.88788 | 1 | 1 | 12157.4059 | 157840.984 | 27374460792.6113 | 9581061277.414 | 22994962.2 | 27195886.7231 | 9382.5809 | 1.1662 | 1.2142 | 0.023116 | 0.87363 | 0.80082 | 0.87526 | 1.1731
0 | 0.25 | 1800 | 52251.1383 | 27283.9009 | 24967.2374 | 41113.7495 | 11125.3888 | 83.9656 | 82.6453 | 81.9128 | 83.9656 | 0 | 0.52217 | 0.47783 | 0.47783 | 0.78685 | 0.21292 | 1 | 0 | 1.0005 | 0 | 0.98 | 0.88971 | 1 | 1 | 10670.959 | 158150.0226 | 28152364048.4567 | 9853327416.9598 | 23651961.12 | 27972912.058 | 9650.6547 | 1.1995 | 1.2489 | 0.023116 | 0.87878 | 0.80238 | 0.87697 | 1.1731
0 | 0.25 | 1850 | 53702.2255 | 28692.003 | 25010.2224 | 42255.7981 | 11434.4274 | 86.298 | 84.9261 | 84.1881 | 86.298 | 0 | 0.53428 | 0.46572 | 0.46572 | 0.78685 | 0.21292 | 0.99977 | 54.3895 | 1.0088 | 0 | 0.98 | 0.8866 | 1 | 1 | 9105.6324 | 158423.3172 | 28930224693.0056 | 10125578642.552 | 24308960.04 | 28749937.393 | 9918.7284 | 1.2463 | 1.2836 | 0.023116 | 0.8837 | 0.80377 | 0.87848 | 1.1731
0 | 0.25 | 1900 | 55153.3126 | 30132.1989 | 25021.1138 | 43397.8467 | 11743.4659 | 88.6303 | 87.1219 | 86.4635 | 88.6303 | 0 | 0.54634 | 0.45366 | 0.45366 | 0.78686 | 0.21292 | 0.99822 | 422.4646 | 1.0202 | 0 | 0.98 | 0.88841 | 1 | 1 | 7562.1586 | 158492.8424 | 29707953468.81 | 10397783714.0835 | 24965958.96 | 29526962.7279 | 10186.8021 | 1.3102 | 1.3183 | 0.023116 | 0.88845 | 0.80412 | 0.87886 | 1.1731
0 | 0.25 | 1950 | 56604.3998 | 31582.2972 | 25022.1027 | 44539.8953 | 12052.5045 | 90.9627 | 89.3617 | 88.7388 | 90.9627 | 0 | 0.55795 | 0.44205 | 0.44205 | 0.78686 | 0.21293 | 0.99626 | 894.0163 | 1.028 | 0 | 0.98 | 0.89025 | 1 | 1 | 6083.5832 | 158499.495 | 30485617982.1912 | 10669966293.7669 | 25622957.88 | 30303988.0628 | 10454.8759 | 1.3535 | 1.353 | 0.023116 | 0.89291 | 0.80416 | 0.87889 | 1.1731
0 | 0.25 | 2000 | 58055.487 | 33039.1645 | 25016.3225 | 45681.9439 | 12361.5431 | 93.2951 | 91.653 | 91.0142 | 93.2951 | 0 | 0.5691 | 0.4309 | 0.4309 | 0.78687 | 0.21293 | 0.99403 | 1436.4869 | 1.036 | 0 | 0.98 | 0.89209 | 1 | 1 | 4628.5856 | 158463.1696 | 31263239468.7032 | 10942133814.0461 | 26279956.8 | 31081013.3978 | 10722.9496 | 1.3977 | 1.3877 | 0.023116 | 0.89716 | 0.80397 | 0.87869 | 1.1731
0 | 0.5 | 0 | 0 | 0 | 0 | 0 | 0 | 0 | 0 | 0 | 0 | 0 | 0 | 0 | 0 | 0 | 0 | 1 | 0 | 0.77184 | 0 | 0.77872 | 0.82404 | 1 | 0.77177 | 56878.4013 | 147024.6338 | 145648802.8694 | 50977081.0043 | 0 | 0 | 0 | 0 | 0 | 0 | 0.66569 | 0.74594 | 0.82372
0 | 0.5 | 50 | 1463.0872 | 438.9262 | 1024.161 | 1142.0486 | 309.0386 | 13.7647 | 2.2961 | 13.7647 | 2.3324 | 0 | 0.3 | 0.7 | 0.7 | 0.78057 | 0.21122 | 1 | 0 | 0.77801 | 0 | 0.78554 | 0.82586 | 1 | 0.77852 | 56416.6611 | 147333.6724 | 923629615.0732 | 323270365.2756 | 656998.92 | 777025.3349 | 225.3373 | 0.19664 | 0.034693 | 0.023116 | 0.6716 | 0.74751 | 0.82545 | 6.8678
0 | 0.5 | 100 | 2914.1743 | 874.2523 | 2039.922 | 2284.0972 | 618.0772 | 15.5294 | 4.5921 | 15.5294 | 4.6648 | 0 | 0.3 | 0.7 | 0.7 | 0.78379 | 0.21209 | 1 | 0 | 0.78418 | 0 | 0.79236 | 0.82769 | 1 | 0.78528 | 55969.0609 | 147642.7109 | 1701603213.2149 | 595561124.6252 | 1313997.84 | 1554050.6699 | 450.6747 | 0.22185 | 0.069385 | 0.023116 | 0.67746 | 0.74908 | 0.82717 | 3.8901
0 | 0.5 | 150 | 4365.2615 | 1309.5785 | 3055.6831 | 3426.1458 | 927.1157 | 17.2941 | 6.8882 | 17.2941 | 6.9971 | 0 | 0.3 | 0.7 | 0.7 | 0.78487 | 0.21238 | 1 | 0 | 0.79034 | 0 | 0.79918 | 0.82951 | 1 | 0.79204 | 55521.4606 | 147951.7495 | 2479576811.3567 | 867851883.9748 | 1970996.76 | 2331076.0048 | 676.012 | 0.24706 | 0.10408 | 0.023116 | 0.68332 | 0.75064 | 0.82889 | 2.8921
0 | 0.5 | 200 | 5816.3487 | 1744.9046 | 4071.4441 | 4568.1944 | 1236.1543 | 19.0588 | 9.1843 | 19.0588 | 9.3295 | 0 | 0.3 | 0.7 | 0.7 | 0.78541 | 0.21253 | 1 | 0 | 0.79651 | 0 | 0.80599 | 0.83134 | 1 | 0.7988 | 54257.1001 | 148260.7881 | 3257550409.4984 | 1140142643.3244 | 2627995.68 | 3108101.3398 | 901.3494 | 0.27227 | 0.13877 | 0.023116 | 0.68918 | 0.75221 | 0.83062 | 2.392
0 | 0.5 | 250 | 7267.4359 | 2180.2308 | 5087.2051 | 5710.243 | 1545.1929 | 20.8235 | 11.4803 | 20.8235 | 11.6619 | 0 | 0.3 | 0.7 | 0.7 | 0.78573 | 0.21262 | 1 | 0 | 0.80268 | 0 | 0.81281 | 0.83316 | 1 | 0.80556 | 52971.6085 | 148569.8267 | 4035524007.6402 | 1412433402.6741 | 3284994.6 | 3885126.6747 | 1126.6867 | 0.29748 | 0.17346 | 0.023116 | 0.69504 | 0.75378 | 0.83234 | 2.0917
0 | 0.5 | 300 | 8718.523 | 2615.5569 | 6102.9661 | 6852.2916 | 1854.2315 | 22.5882 | 13.7764 | 22.5882 | 13.9943 | 0 | 0.3 | 0.7 | 0.7 | 0.78595 | 0.21268 | 1 | 0 | 0.80884 | 0 | 0.81963 | 0.83498 | 1 | 0.81231 | 51686.1169 | 148878.8653 | 4813497605.7819 | 1684724162.0237 | 3941993.52 | 4662152.0097 | 1352.0241 | 0.32269 | 0.20816 | 0.023116 | 0.7009 | 0.75535 | 0.83407 | 1.8913
0 | 0.5 | 350 | 10169.6102 | 3050.8831 | 7118.7272 | 7994.3402 | 2163.27 | 24.3529 | 16.0724 | 24.3529 | 16.3266 | 0 | 0.3 | 0.7 | 0.7 | 0.7861 | 0.21272 | 1 | 0 | 0.81501 | 0 | 0.82645 | 0.83681 | 1 | 0.81907 | 50400.6253 | 149187.9038 | 5591471203.9236 | 1957014921.3733 | 4598992.44 | 5439177.3446 | 1577.3614 | 0.3479 | 0.24285 | 0.023116 | 0.70676 | 0.75691 | 0.83579 | 1.7481
0 | 0.5 | 400 | 11620.6974 | 3486.2092 | 8134.4882 | 9136.3888 | 2472.3086 | 26.1176 | 18.3685 | 26.1176 | 18.659 | 0 | 0.3 | 0.7 | 0.7 | 0.78622 | 0.21275 | 1 | 0 | 0.82118 | 0 | 0.83327 | 0.83863 | 1 | 0.82583 | 49115.1338 | 149496.9424 | 6369444802.0654 | 2229305680.7229 | 5255991.36 | 6216202.6796 | 1802.6988 | 0.37311 | 0.27754 | 0.023116 | 0.71262 | 0.75848 | 0.83752 | 1.6407
0 | 0.5 | 450 | 13071.7846 | 3921.5354 | 9150.2492 | 10278.4374 | 2781.3472 | 27.8823 | 20.6646 | 27.8823 | 20.9914 | 0 | 0.3 | 0.7 | 0.7 | 0.78631 | 0.21277 | 1 | 0 | 0.82734 | 0 | 0.84009 | 0.84046 | 1 | 0.83259 | 47829.6422 | 149805.981 | 7147418400.2071 | 2501596440.0725 | 5912990.28 | 6993228.0145 | 2028.0361 | 0.39832 | 0.31223 | 0.023116 | 0.71848 | 0.76005 | 0.83924 | 1.5571
0 | 0.5 | 500 | 14522.8717 | 4356.8615 | 10166.0102 | 11420.486 | 3090.3858 | 29.647 | 22.9606 | 29.647 | 23.3238 | 0 | 0.3 | 0.7 | 0.7 | 0.78638 | 0.21279 | 1 | 0 | 0.83351 | 0 | 0.84691 | 0.84228 | 1 | 0.83935 | 46544.1506 | 150115.0196 | 7925391998.3489 | 2773887199.4221 | 6569989.2 | 7770253.3494 | 2253.3735 | 0.42353 | 0.34693 | 0.023116 | 0.72434 | 0.76162 | 0.84097 | 1.4902
0 | 0.5 | 550 | 15973.9589 | 4792.1877 | 11181.7712 | 12562.5346 | 3399.4244 | 31.4117 | 25.2567 | 31.4117 | 25.6561 | 0 | 0.3 | 0.7 | 0.7 | 0.78644 | 0.21281 | 1 | 0 | 0.83968 | 0 | 0.85373 | 0.84411 | 1 | 0.8461 | 45258.659 | 150424.0581 | 8703365596.4906 | 3046177958.7717 | 7226988.12 | 8547278.6844 | 2478.7108 | 0.44874 | 0.38162 | 0.023116 | 0.7302 | 0.76319 | 0.84269 | 1.4355
0 | 0.5 | 600 | 17425.0461 | 5227.5138 | 12197.5323 | 13704.5832 | 3708.4629 | 33.1764 | 27.5528 | 33.1764 | 27.9885 | 0 | 0.3 | 0.7 | 0.7 | 0.78649 | 0.21282 | 1 | 0 | 0.84584 | 0 | 0.86055 | 0.84593 | 1 | 0.85286 | 43973.1675 | 150733.0967 | 9481339194.6323 | 3318468718.1213 | 7883987.04 | 9324304.0193 | 2704.0482 | 0.47395 | 0.41631 | 0.023116 | 0.73606 | 0.76475 | 0.84442 | 1.3899
0 | 0.5 | 650 | 18876.1333 | 5662.84 | 13213.2933 | 14846.6318 | 4017.5015 | 34.9411 | 29.8488 | 34.9411 | 30.3209 | 0 | 0.3 | 0.7 | 0.7 | 0.78653 | 0.21283 | 1 | 0 | 0.85201 | 0 | 0.86736 | 0.84775 | 1 | 0.85962 | 42686.2978 | 151042.1353 | 10259312792.7741 | 3590759477.4709 | 8540985.96 | 10101329.3543 | 2929.3855 | 0.49916 | 0.451 | 0.023116 | 0.74192 | 0.76632 | 0.84614 | 1.3513
0 | 0.5 | 700 | 20327.2204 | 6098.1661 | 14229.0543 | 15988.6804 | 4326.5401 | 36.7058 | 32.1449 | 36.7058 | 32.6533 | 0 | 0.3 | 0.7 | 0.7 | 0.78657 | 0.21284 | 1 | 0 | 0.85818 | 0 | 0.87418 | 0.84958 | 1 | 0.86638 | 41357.073 | 151351.1739 | 11037286390.9158 | 3863050236.8205 | 9197984.88 | 10878354.6892 | 3154.7229 | 0.52437 | 0.4857 | 0.023116 | 0.74778 | 0.76789 | 0.84787 | 1.3182
0 | 0.5 | 750 | 21778.3076 | 6533.4923 | 15244.8153 | 17130.729 | 4635.5787 | 38.4705 | 34.441 | 38.4705 | 34.9857 | 0 | 0.3 | 0.7 | 0.7 | 0.7866 | 0.21285 | 1 | 0 | 0.86435 | 0 | 0.881 | 0.8514 | 1 | 0.87314 | 40024.4279 | 151660.2125 | 11815259989.0576 | 4135340996.1701 | 9854983.8 | 11655380.0242 | 3380.0602 | 0.54958 | 0.52039 | 0.023116 | 0.75364 | 0.76946 | 0.84959 | 1.2895
0 | 0.5 | 800 | 23229.3948 | 6968.8184 | 16260.5764 | 18272.7776 | 4944.6172 | 40.2353 | 36.737 | 40.2353 | 37.318 | 0 | 0.3 | 0.7 | 0.7 | 0.78662 | 0.21286 | 1 | 0 | 0.87051 | 0 | 0.88782 | 0.85323 | 1 | 0.87989 | 38657.4859 | 151969.251 | 12593233587.1993 | 4407631755.5198 | 10511982.72 | 12432405.3591 | 3605.3976 | 0.57479 | 0.55508 | 0.023116 | 0.7595 | 0.77103 | 0.85132 | 1.2644
0 | 0.5 | 850 | 24680.482 | 7404.1446 | 17276.3374 | 19414.8262 | 5253.6558 | 42 | 39.0331 | 42 | 39.6504 | 0 | 0.3 | 0.7 | 0.7 | 0.78665 | 0.21287 | 1 | 0 | 0.87668 | 0 | 0.89464 | 0.85505 | 1 | 0.88665 | 37287.9435 | 152278.2896 | 13371207185.341 | 4679922514.8694 | 11168981.64 | 13209430.6941 | 3830.7349 | 0.6 | 0.58978 | 0.023116 | 0.76536 | 0.77259 | 0.85304 | 1.2423
0 | 0.5 | 900 | 26131.5691 | 7839.4707 | 18292.0984 | 20556.8748 | 5562.6944 | 43.7647 | 41.3292 | 43.7647 | 41.9828 | 0 | 0.3 | 0.7 | 0.7 | 0.78667 | 0.21287 | 1 | 0 | 0.88285 | 0 | 0.90146 | 0.85687 | 1 | 0.89341 | 35918.4011 | 152587.3282 | 14149180783.4828 | 4952213274.219 | 11825980.56 | 13986456.029 | 4056.0722 | 0.62521 | 0.62447 | 0.023116 | 0.77122 | 0.77416 | 0.85477 | 1.2226
0 | 0.5 | 950 | 27582.6563 | 8274.7969 | 19307.8594 | 21698.9234 | 5871.733 | 45.5294 | 43.6252 | 45.5294 | 44.3152 | 0 | 0.3 | 0.7 | 0.7 | 0.78669 | 0.21288 | 1 | 0 | 0.88901 | 0 | 0.90828 | 0.8587 | 1 | 0.90017 | 34534.3996 | 152896.3668 | 14927154381.6245 | 5224504033.5686 | 12482979.48 | 14763481.364 | 4281.4096 | 0.65042 | 0.65916 | 0.023116 | 0.77708 | 0.77573 | 0.85649 | 1.205
0 | 0.5 | 1000 | 29033.7435 | 8710.123 | 20323.6204 | 22840.972 | 6180.7715 | 47.2941 | 45.9213 | 47.2941 | 46.6475 | 0 | 0.3 | 0.7 | 0.7 | 0.7867 | 0.21288 | 1 | 0 | 0.89518 | 0 | 0.9151 | 0.86052 | 1 | 0.90693 | 33139.8535 | 153205.4053 | 15705127979.7663 | 5496794792.9182 | 13139978.4 | 15540506.6989 | 4506.7469 | 0.67563 | 0.69385 | 0.023116 | 0.78294 | 0.7773 | 0.85821 | 1.1891
0 | 0.5 | 1050 | 30484.8307 | 9145.4492 | 21339.3815 | 23983.0205 | 6489.8101 | 49.0588 | 48.2173 | 49.0588 | 48.9799 | 0 | 0.3 | 0.7 | 0.7 | 0.78672 | 0.21289 | 1 | 0 | 0.90135 | 0 | 0.92192 | 0.86235 | 1 | 0.91368 | 31745.3074 | 153514.4439 | 16483101577.908 | 5769085552.2678 | 13796977.32 | 16317532.0338 | 4732.0843 | 0.70084 | 0.72855 | 0.023116 | 0.7888 | 0.77887 | 0.85994 | 1.1748
0 | 0.5 | 1100 | 31935.9178 | 9611.9925 | 22323.9254 | 25125.0691 | 6798.8487 | 51.3123 | 50.5134 | 50.8235 | 51.3123 | 0 | 0.30098 | 0.69902 | 0.69902 | 0.78673 | 0.21289 | 1 | 0 | 0.90751 | 0 | 0.92873 | 0.86417 | 1 | 0.92044 | 30350.7614 | 153823.4825 | 17261075176.0497 | 6041376311.6174 | 14453976.24 | 17094557.3688 | 4957.4216 | 0.73303 | 0.76324 | 0.023116 | 0.79466 | 0.78043 | 0.86166 | 1.1729
0 | 0.5 | 1150 | 33387.005 | 10314.942 | 23072.063 | 26267.1177 | 7107.8873 | 53.6447 | 52.8012 | 52.5882 | 53.6447 | 0 | 0.30895 | 0.69105 | 0.69105 | 0.78675 | 0.21289 | 1 | 0 | 0.91368 | 0 | 0.93555 | 0.86599 | 1 | 0.9272 | 28956.2153 | 154132.5211 | 18039048774.1915 | 6313667070.967 | 15110975.16 | 17871582.7037 | 5182.759 | 0.76635 | 0.79793 | 0.023116 | 0.80052 | 0.782 | 0.86339 | 1.1729
0 | 0.5 | 1200 | 34838.0922 | 11225.1005 | 23612.9917 | 27409.1663 | 7416.9259 | 55.9771 | 55.0969 | 54.6085 | 55.9771 | 0 | 0.32221 | 0.67779 | 0.67779 | 0.78676 | 0.2129 | 1 | 0 | 0.91985 | 0 | 0.94237 | 0.86782 | 1 | 0.93396 | 27560.9338 | 154441.5596 | 18817022372.3332 | 6585957830.3166 | 15767974.08 | 18648608.0387 | 5408.0963 | 0.79967 | 0.83262 | 0.023116 | 0.80638 | 0.78357 | 0.86511 | 1.1729
0 | 0.5 | 1250 | 36289.1794 | 12385.3199 | 23903.8595 | 28551.2149 | 7725.9644 | 58.3094 | 57.3926 | 56.8839 | 58.3094 | 0 | 0.3413 | 0.6587 | 0.6587 | 0.78677 | 0.2129 | 1 | 0 | 0.92601 | 0 | 0.94919 | 0.86964 | 1 | 0.94072 | 26149.7433 | 154750.5982 | 19594995970.475 | 6858248589.6662 | 16424973 | 19425633.3736 | 5633.4337 | 0.83299 | 0.86732 | 0.023116 | 0.81224 | 0.78514 | 0.86684 | 1.173
0 | 0.5 | 1300 | 37740.2665 | 13703.8986 | 24036.3679 | 29693.2635 | 8035.003 | 60.6418 | 59.6883 | 59.1592 | 60.6418 | 0 | 0.36311 | 0.63689 | 0.63689 | 0.78678 | 0.2129 | 1 | 0 | 0.93218 | 0 | 0.95601 | 0.87147 | 1 | 0.94747 | 24723.4736 | 155059.6368 | 20372969568.6167 | 7130539349.0158 | 17081971.92 | 20202658.7086 | 5858.771 | 0.86631 | 0.90201 | 0.023116 | 0.8181 | 0.78671 | 0.86856 | 1.173
0 | 0.5 | 1350 | 39191.3537 | 15086.1143 | 24105.2394 | 30835.3121 | 8344.0416 | 62.9742 | 61.984 | 61.4346 | 62.9742 | 0 | 0.38493 | 0.61507 | 0.61507 | 0.78679 | 0.21291 | 1 | 0 | 0.93835 | 0 | 0.96283 | 0.87329 | 1 | 0.95423 | 23297.2039 | 155368.6754 | 21150943166.7584 | 7402830108.3655 | 17738970.84 | 20979684.0435 | 6084.1084 | 0.89963 | 0.9367 | 0.023116 | 0.82396 | 0.78827 | 0.87029 | 1.173
0 | 0.5 | 1400 | 40642.4409 | 16480.8597 | 24161.5812 | 31977.3607 | 8653.0802 | 65.3066 | 64.2797 | 63.7099 | 65.3066 | 0 | 0.40551 | 0.59449 | 0.59449 | 0.7868 | 0.21291 | 1 | 0 | 0.94451 | 0 | 0.96965 | 0.87511 | 1 | 0.96099 | 21870.9343 | 155677.714 | 21928916764.9002 | 7675120867.7151 | 18395969.76 | 21756709.3785 | 6309.4457 | 0.93295 | 0.9714 | 0.023116 | 0.82982 | 0.78984 | 0.87201 | 1.173
0 | 0.5 | 1450 | 42093.5281 | 17875.6051 | 24217.923 | 33119.4093 | 8962.1187 | 67.6389 | 66.5754 | 65.9853 | 67.6389 | 0 | 0.42466 | 0.57534 | 0.57534 | 0.78681 | 0.21291 | 1 | 0 | 0.95068 | 0 | 0.97647 | 0.87694 | 1 | 0.96775 | 20431.8335 | 155986.7525 | 22706890363.0419 | 7947411627.0647 | 19052968.68 | 22533734.7134 | 6534.7831 | 0.96627 | 1.0061 | 0.023116 | 0.83568 | 0.79141 | 0.87374 | 1.173
0 | 0.5 | 1500 | 43544.6152 | 19270.3505 | 24274.2647 | 34261.4579 | 9271.1573 | 69.9713 | 68.8711 | 68.2606 | 69.9713 | 0 | 0.44254 | 0.55746 | 0.55746 | 0.78681 | 0.21291 | 1 | 0 | 0.95685 | 0 | 0.98 | 0.87876 | 1 | 0.97451 | 18988.8082 | 156295.7911 | 23484863533.7878 | 8219702236.8257 | 19709967.6 | 23310760.0483 | 6760.1204 | 0.99959 | 1.0408 | 0.023116 | 0.84154 | 0.79298 | 0.87546 | 1.173
0 | 0.5 | 1550 | 44995.7024 | 20666.992 | 24328.7104 | 35403.5065 | 9580.1959 | 72.3037 | 71.1668 | 70.536 | 72.3037 | 0 | 0.45931 | 0.54069 | 0.54069 | 0.78682 | 0.21291 | 1 | 0 | 0.96301 | 0 | 0.98 | 0.88059 | 1 | 0.98126 | 17545.7828 | 156604.8297 | 24262834978.2769 | 8491992242.3969 | 20366966.52 | 24087785.3833 | 6985.4578 | 1.0329 | 1.0755 | 0.023116 | 0.84738 | 0.79455 | 0.87719 | 1.173
0 | 0.5 | 1600 | 46446.7896 | 22067.906 | 24378.8836 | 36545.5551 | 9889.2345 | 74.6361 | 73.4625 | 72.8113 | 74.6361 | 0 | 0.47512 | 0.52488 | 0.52488 | 0.78683 | 0.21292 | 1 | 0 | 0.96918 | 0 | 0.98 | 0.88241 | 1 | 0.98802 | 16090.4075 | 156913.8683 | 25040803664.8744 | 8764281282.706 | 21023965.44 | 24864810.7182 | 7210.7951 | 1.0662 | 1.1102 | 0.023116 | 0.85319 | 0.79611 | 0.87891 | 1.173
0 | 0.5 | 1650 | 47897.8768 | 23469.0697 | 24428.8071 | 37687.6037 | 10198.2731 | 76.9684 | 75.7582 | 75.0867 | 76.9684 | 0 | 0.48998 | 0.51002 | 0.51002 | 0.78683 | 0.21292 | 1 | 0 | 0.97535 | 0 | 0.98 | 0.88423 | 1 | 0.99478 | 14630.7572 | 157222.9068 | 25818762701.8983 | 9036566945.6644 | 21680964.36 | 25641836.0532 | 7436.1325 | 1.0995 | 1.1449 | 0.023116 | 0.85889 | 0.79768 | 0.88064 | 1.1731
0 | 0.5 | 1700 | 49348.9639 | 24872.2893 | 24476.6746 | 38829.6523 | 10507.3116 | 79.3008 | 78.0539 | 77.3621 | 79.3008 | 0 | 0.50401 | 0.49599 | 0.49599 | 0.78684 | 0.21292 | 1 | 0 | 0.98151 | 0 | 0.98 | 0.88606 | 1 | 1 | 13171.7069 | 157531.9454 | 26596709777.5593 | 9308848422.1458 | 22337963.28 | 26418861.3881 | 7661.4698 | 1.1329 | 1.1796 | 0.023116 | 0.86447 | 0.79925 | 0.88236 | 1.1731
0 | 0.5 | 1750 | 50800.0511 | 26275.5335 | 24524.5176 | 39971.7009 | 10816.3502 | 81.6332 | 80.3496 | 79.6374 | 81.6332 | 0 | 0.51723 | 0.48277 | 0.48277 | 0.78684 | 0.21292 | 1 | 0 | 0.98768 | 0 | 0.98 | 0.88788 | 1 | 1 | 11717.2951 | 157840.984 | 27374639670.5666 | 9581123884.6983 | 22994962.2 | 27195886.7231 | 7886.8071 | 1.1662 | 1.2142 | 0.023116 | 0.86987 | 0.80082 | 0.88408 | 1.1731
0 | 0.5 | 1800 | 52251.1383 | 27678.7777 | 24572.3606 | 41113.7495 | 11125.3888 | 83.9656 | 82.6453 | 81.9128 | 83.9656 | 0 | 0.52973 | 0.47027 | 0.47027 | 0.78685 | 0.21292 | 1 | 0 | 0.99385 | 0 | 0.98 | 0.88971 | 1 | 1 | 10132.0792 | 158150.0226 | 28152554231.2799 | 9853393980.9479 | 23651961.12 | 27972912.058 | 8112.1445 | 1.1995 | 1.2489 | 0.023116 | 0.87511 | 0.80238 | 0.88581 | 1.1731
0 | 0.5 | 1850 | 53702.2255 | 29082.0218 | 24620.2037 | 42255.7981 | 11434.4274 | 86.298 | 84.941 | 84.1881 | 86.298 | 0 | 0.54154 | 0.45846 | 0.45846 | 0.78685 | 0.21292 | 1 | 0 | 1 | 0 | 0.98 | 0.89153 | 1 | 1 | 8515.3936 | 158459.0612 | 28930451574.7165 | 10125658051.1508 | 24308960.04 | 28749937.393 | 8337.4818 | 1.2328 | 1.2836 | 0.023116 | 0.88017 | 0.80395 | 0.88753 | 1.1731
0 | 0.5 | 1900 | 55153.3126 | 30500.3328 | 24652.9798 | 43397.8467 | 11743.4659 | 88.6303 | 87.1519 | 86.4635 | 88.6303 | 0 | 0.55301 | 0.44699 | 0.44699 | 0.78686 | 0.21292 | 0.99937 | 149.1488 | 1.0126 | 0 | 0.98 | 0.88844 | 1 | 1 | 6901.2269 | 158670.8942 | 29708274398.6198 | 10397896039.5169 | 24965958.96 | 29526962.7279 | 8562.8192 | 1.2901 | 1.3183 | 0.023116 | 0.88503 | 0.80503 | 0.88872 | 1.1731
0 | 0.5 | 1950 | 56604.3998 | 31943.2151 | 24661.1847 | 44539.8953 | 12052.5045 | 90.9627 | 89.4128 | 88.7388 | 90.9627 | 0 | 0.56432 | 0.43568 | 0.43568 | 0.78686 | 0.21293 | 0.99771 | 546.7811 | 1.0203 | 0 | 0.98 | 0.89025 | 1 | 1 | 5319.8531 | 158724.203 | 30485986598.946 | 10670095309.6311 | 25622957.88 | 30303988.0628 | 8788.1565 | 1.3483 | 1.353 | 0.023116 | 0.88967 | 0.8053 | 0.88901 | 1.1731
0 | 0.5 | 2000 | 58055.487 | 33395.5026 | 24659.9844 | 45681.9439 | 12361.5431 | 93.2951 | 91.653 | 91.0142 | 93.2951 | 0 | 0.57523 | 0.42477 | 0.42477 | 0.78687 | 0.21293 | 0.99566 | 1044.7042 | 1.0282 | 0 | 0.98 | 0.89209 | 1 | 1 | 3796.3915 | 158716.8329 | 31263637003.9781 | 10942272951.3923 | 26279956.8 | 31081013.3978 | 9013.4939 | 1.3922 | 1.3877 | 0.023116 | 0.89403 | 0.80526 | 0.88897 | 1.1731
0 | 0.75 | 0 | 0 | 0 | 0 | 0 | 0 | 0 | 0 | 0 | 0 | 0 | 0 | 0 | 0 | 0 | 0 | 1 | 0 | 0.76673 | 0 | 0.77522 | 0.82404 | 1 | 0.76363 | 56761.2322 | 147024.6338 | 145777716.9863 | 51022200.9452 | 0 | 0 | 0 | 0 | 0 | 0 | 0.66281 | 0.74594 | 0.83239
0 | 0.75 | 50 | 1463.0872 | 438.9262 | 1024.161 | 1142.0486 | 309.0386 | 13.7647 | 2.2961 | 13.7647 | 2.3324 | 0 | 0.3 | 0.7 | 0.7 | 0.78057 | 0.21122 | 1 | 0 | 0.77286 | 0 | 0.782 | 0.82586 | 1 | 0.77031 | 56299.2471 | 147333.6724 | 923758800.1759 | 323315580.0616 | 656998.92 | 777025.3349 | 182.601 | 0.19664 | 0.034693 | 0.023116 | 0.66868 | 0.74751 | 0.83414 | 6.8678
0 | 0.75 | 100 | 2914.1743 | 874.2523 | 2039.922 | 2284.0972 | 618.0772 | 15.5294 | 4.5921 | 15.5294 | 4.6648 | 0 | 0.3 | 0.7 | 0.7 | 0.78379 | 0.21209 | 1 | 0 | 0.77898 | 0 | 0.78878 | 0.82769 | 1 | 0.77699 | 55851.4019 | 147642.7109 | 1701732669.3035 | 595606434.2562 | 1313997.84 | 1554050.6699 | 365.2019 | 0.22185 | 0.069385 | 0.023116 | 0.6745 | 0.74908 | 0.83588 | 3.8901
0 | 0.75 | 150 | 4365.2615 | 1309.5785 | 3055.6831 | 3426.1458 | 927.1157 | 17.2941 | 6.8882 | 17.2941 | 6.9971 | 0 | 0.3 | 0.7 | 0.7 | 0.78487 | 0.21238 | 1 | 0 | 0.78511 | 0 | 0.79555 | 0.82951 | 1 | 0.78366 | 55203.7022 | 147951.7495 | 2479706538.431 | 867897288.4509 | 1970996.76 | 2331076.0048 | 547.8029 | 0.24706 | 0.10408 | 0.023116 | 0.68033 | 0.75064 | 0.83762 | 2.8921
0 | 0.75 | 200 | 5816.3487 | 1744.9046 | 4071.4441 | 4568.1944 | 1236.1543 | 19.0588 | 9.1843 | 19.0588 | 9.3295 | 0 | 0.3 | 0.7 | 0.7 | 0.78541 | 0.21253 | 1 | 0 | 0.79124 | 0 | 0.80233 | 0.83134 | 1 | 0.79034 | 53917.5044 | 148260.7881 | 3257680407.5586 | 1140188142.6455 | 2627995.68 | 3108101.3398 | 730.4038 | 0.27227 | 0.13877 | 0.023116 | 0.68615 | 0.75221 | 0.83936 | 2.392
0 | 0.75 | 250 | 7267.4359 | 2180.2308 | 5087.2051 | 5710.243 | 1545.1929 | 20.8235 | 11.4803 | 20.8235 | 11.6619 | 0 | 0.3 | 0.7 | 0.7 | 0.78573 | 0.21262 | 1 | 0 | 0.79736 | 0 | 0.80911 | 0.83316 | 1 | 0.79701 | 52631.3065 | 148569.8267 | 4035654276.6862 | 1412478996.8402 | 3284994.6 | 3885126.6747 | 913.0048 | 0.29748 | 0.17346 | 0.023116 | 0.69198 | 0.75378 | 0.84111 | 2.0917
0 | 0.75 | 300 | 8718.523 | 2615.5569 | 6102.9661 | 6852.2916 | 1854.2315 | 22.5882 | 13.7764 | 22.5882 | 13.9943 | 0 | 0.3 | 0.7 | 0.7 | 0.78595 | 0.21268 | 1 | 0 | 0.80349 | 0 | 0.81589 | 0.83498 | 1 | 0.80369 | 51345.1086 | 148878.8653 | 4813628145.8137 | 1684769851.0348 | 3941993.52 | 4662152.0097 | 1095.6057 | 0.32269 | 0.20816 | 0.023116 | 0.6978 | 0.75535 | 0.84285 | 1.8913
0 | 0.75 | 350 | 10169.6102 | 3050.8831 | 7118.7272 | 7994.3402 | 2163.27 | 24.3529 | 16.0724 | 24.3529 | 16.3266 | 0 | 0.3 | 0.7 | 0.7 | 0.7861 | 0.21272 | 1 | 0 | 0.80961 | 0 | 0.82266 | 0.83681 | 1 | 0.81037 | 50058.9108 | 149187.9038 | 5591602014.9413 | 1957060705.2294 | 4598992.44 | 5439177.3446 | 1278.2067 | 0.3479 | 0.24285 | 0.023116 | 0.70363 | 0.75691 | 0.84459 | 1.7481
0 | 0.75 | 400 | 11620.6974 | 3486.2092 | 8134.4882 | 9136.3888 | 2472.3086 | 26.1176 | 18.3685 | 26.1176 | 18.659 | 0 | 0.3 | 0.7 | 0.7 | 0.78622 | 0.21275 | 1 | 0 | 0.81574 | 0 | 0.82944 | 0.83863 | 1 | 0.81704 | 48772.7129 | 149496.9424 | 6369575884.0688 | 2229351559.4241 | 5255991.36 | 6216202.6796 | 1460.8076 | 0.37311 | 0.27754 | 0.023116 | 0.70945 | 0.75848 | 0.84633 | 1.6407
0 | 0.75 | 450 | 13071.7846 | 3921.5354 | 9150.2492 | 10278.4374 | 2781.3472 | 27.8823 | 20.6646 | 27.8823 | 20.9914 | 0 | 0.3 | 0.7 | 0.7 | 0.78631 | 0.21277 | 1 | 0 | 0.82187 | 0 | 0.83622 | 0.84046 | 1 | 0.82372 | 47486.5151 | 149805.981 | 7147549753.1964 | 2501642413.6187 | 5912990.28 | 6993228.0145 | 1643.4086 | 0.39832 | 0.31223 | 0.023116 | 0.71528 | 0.76005 | 0.84808 | 1.5571
0 | 0.75 | 500 | 14522.8717 | 4356.8615 | 10166.0102 | 11420.486 | 3090.3858 | 29.647 | 22.9606 | 29.647 | 23.3238 | 0 | 0.3 | 0.7 | 0.7 | 0.78638 | 0.21279 | 1 | 0 | 0.82799 | 0 | 0.843 | 0.84228 | 1 | 0.83039 | 46200.3172 | 150115.0196 | 7925523622.3239 | 2773933267.8134 | 6569989.2 | 7770253.3494 | 1826.0095 | 0.42353 | 0.34693 | 0.023116 | 0.7211 | 0.76162 | 0.84982 | 1.4902
0 | 0.75 | 550 | 15973.9589 | 4792.1877 | 11181.7712 | 12562.5346 | 3399.4244 | 31.4117 | 25.2567 | 31.4117 | 25.6561 | 0 | 0.3 | 0.7 | 0.7 | 0.78644 | 0.21281 | 1 | 0 | 0.83412 | 0 | 0.84977 | 0.84411 | 1 | 0.83707 | 44914.1194 | 150424.0581 | 8703497491.4515 | 3046224122.008 | 7226988.12 | 8547278.6844 | 2008.6105 | 0.44874 | 0.38162 | 0.023116 | 0.72692 | 0.76319 | 0.85156 | 1.4355
0 | 0.75 | 600 | 17425.0461 | 5227.5138 | 12197.5323 | 13704.5832 | 3708.4629 | 33.1764 | 27.5528 | 33.1764 | 27.9885 | 0 | 0.3 | 0.7 | 0.7 | 0.78649 | 0.21282 | 1 | 0 | 0.84024 | 0 | 0.85655 | 0.84593 | 1 | 0.84375 | 43627.9215 | 150733.0967 | 9481471360.579 | 3318514976.2027 | 7883987.04 | 9324304.0193 | 2191.2114 | 0.47395 | 0.41631 | 0.023116 | 0.73275 | 0.76475 | 0.85331 | 1.3899
0 | 0.75 | 650 | 18876.1333 | 5662.84 | 13213.2933 | 14846.6318 | 4017.5015 | 34.9411 | 29.8488 | 34.9411 | 30.3209 | 0 | 0.3 | 0.7 | 0.7 | 0.78653 | 0.21283 | 1 | 0 | 0.84637 | 0 | 0.86333 | 0.84775 | 1 | 0.85042 | 42329.2465 | 151042.1353 | 10259445229.7066 | 3590805830.3973 | 8540985.96 | 10101329.3543 | 2373.8124 | 0.49916 | 0.451 | 0.023116 | 0.73857 | 0.76632 | 0.85505 | 1.3513
0 | 0.75 | 700 | 20327.2204 | 6098.1661 | 14229.0543 | 15988.6804 | 4326.5401 | 36.7058 | 32.1449 | 36.7058 | 32.6533 | 0 | 0.3 | 0.7 | 0.7 | 0.78657 | 0.21284 | 1 | 0 | 0.85249 | 0 | 0.87011 | 0.84958 | 1 | 0.8571 | 40999.2913 | 151351.1739 | 11037419098.8342 | 3863096684.592 | 9197984.88 | 10878354.6892 | 2556.4134 | 0.52437 | 0.4857 | 0.023116 | 0.7444 | 0.76789 | 0.85679 | 1.3182
0 | 0.75 | 750 | 21778.3076 | 6533.4923 | 15244.8153 | 17130.729 | 4635.5787 | 38.4705 | 34.441 | 38.4705 | 34.9857 | 0 | 0.3 | 0.7 | 0.7 | 0.7866 | 0.21285 | 1 | 0 | 0.85862 | 0 | 0.87688 | 0.8514 | 1 | 0.86378 | 39658.0834 | 151660.2125 | 11815392967.9617 | 4135387538.7866 | 9854983.8 | 11655380.0242 | 2739.0143 | 0.54958 | 0.52039 | 0.023116 | 0.75022 | 0.76946 | 0.85853 | 1.2895
0 | 0.75 | 800 | 23229.3948 | 6968.8184 | 16260.5764 | 18272.7776 | 4944.6172 | 40.2353 | 36.737 | 40.2353 | 37.318 | 0 | 0.3 | 0.7 | 0.7 | 0.78662 | 0.21286 | 1 | 0 | 0.86475 | 0 | 0.88366 | 0.85323 | 1 | 0.87045 | 38287.7883 | 151969.251 | 12593366837.0893 | 4407678392.9812 | 10511982.72 | 12432405.3591 | 2921.6153 | 0.57479 | 0.55508 | 0.023116 | 0.75605 | 0.77103 | 0.86028 | 1.2644
0 | 0.75 | 850 | 24680.482 | 7404.1446 | 17276.3374 | 19414.8262 | 5253.6558 | 42 | 39.0331 | 42 | 39.6504 | 0 | 0.3 | 0.7 | 0.7 | 0.78665 | 0.21287 | 1 | 0 | 0.87087 | 0 | 0.89044 | 0.85505 | 1 | 0.87713 | 36917.4931 | 152278.2896 | 13371340706.2168 | 4679969247.1759 | 11168981.64 | 13209430.6941 | 3104.2162 | 0.6 | 0.58978 | 0.023116 | 0.76187 | 0.77259 | 0.86202 | 1.2423
0 | 0.75 | 900 | 26131.5691 | 7839.4707 | 18292.0984 | 20556.8748 | 5562.6944 | 43.7647 | 41.3292 | 43.7647 | 41.9828 | 0 | 0.3 | 0.7 | 0.7 | 0.78667 | 0.21287 | 1 | 0 | 0.877 | 0 | 0.89722 | 0.85687 | 1 | 0.8838 | 35547.198 | 152587.3282 | 14149314575.3444 | 4952260101.3705 | 11825980.56 | 13986456.029 | 3286.8172 | 0.62521 | 0.62447 | 0.023116 | 0.7677 | 0.77416 | 0.86376 | 1.2226
0 | 0.75 | 950 | 27582.6563 | 8274.7969 | 19307.8594 | 21698.9234 | 5871.733 | 45.5294 | 43.6252 | 45.5294 | 44.3152 | 0 | 0.3 | 0.7 | 0.7 | 0.78669 | 0.21288 | 1 | 0 | 0.88312 | 0 | 0.90399 | 0.8587 | 1 | 0.89048 | 34155.9644 | 152896.3668 | 14927288444.472 | 5224550955.5652 | 12482979.48 | 14763481.364 | 3469.4181 | 0.65042 | 0.65916 | 0.023116 | 0.77352 | 0.77573 | 0.8655 | 1.205
0 | 0.75 | 1000 | 29033.7435 | 8710.123 | 20323.6204 | 22840.972 | 6180.7715 | 47.2941 | 45.9213 | 47.2941 | 46.6475 | 0 | 0.3 | 0.7 | 0.7 | 0.7867 | 0.21288 | 1 | 0 | 0.88925 | 0 | 0.91077 | 0.86052 | 1 | 0.89716 | 32760.6519 | 153205.4053 | 15705262313.5995 | 5496841809.7598 | 13139978.4 | 15540506.6989 | 3652.0191 | 0.67563 | 0.69385 | 0.023116 | 0.77935 | 0.7773 | 0.86725 | 1.1891
0 | 0.75 | 1050 | 30484.8307 | 9145.5778 | 21339.2528 | 23983.0205 | 6489.8101 | 49.0588 | 48.2173 | 49.0588 | 48.9799 | 0 | 0.3 | 0.7 | 0.7 | 0.78672 | 0.21289 | 1 | 0 | 0.89538 | 0 | 0.91755 | 0.86235 | 1 | 0.90383 | 31365.3394 | 153514.4439 | 16483236182.7271 | 5769132663.9545 | 13796977.32 | 16317532.0338 | 3834.62 | 0.70084 | 0.72855 | 0.023116 | 0.78517 | 0.77887 | 0.86899 | 1.1748
0 | 0.75 | 1100 | 31935.9178 | 9686.908 | 22249.0098 | 25125.0691 | 6798.8487 | 51.3123 | 50.5134 | 50.8235 | 51.3123 | 0 | 0.30332 | 0.69668 | 0.69668 | 0.78673 | 0.21289 | 1 | 0 | 0.9015 | 0 | 0.92433 | 0.86417 | 1 | 0.91051 | 29970.0269 | 153823.4825 | 17261210051.8546 | 6041423518.1491 | 14453976.24 | 17094557.3688 | 4017.221 | 0.73303 | 0.76324 | 0.023116 | 0.79099 | 0.78043 | 0.87073 | 1.1729
0 | 0.75 | 1150 | 33387.005 | 10466.1609 | 22920.8441 | 26267.1177 | 7107.8873 | 53.6447 | 52.8012 | 52.5882 | 53.6447 | 0 | 0.31348 | 0.68652 | 0.68652 | 0.78675 | 0.21289 | 1 | 0 | 0.90763 | 0 | 0.9311 | 0.86599 | 1 | 0.91718 | 28574.7145 | 154132.5211 | 18039183920.9822 | 6313714372.3438 | 15110975.16 | 17871582.7037 | 4199.8219 | 0.76635 | 0.79793 | 0.023116 | 0.79682 | 0.782 | 0.87248 | 1.1729
0 | 0.75 | 1200 | 34838.0922 | 11479.6445 | 23358.4477 | 27409.1663 | 7416.9259 | 55.9771 | 55.0969 | 54.6085 | 55.9771 | 0 | 0.32951 | 0.67049 | 0.67049 | 0.78676 | 0.2129 | 1 | 0 | 0.91375 | 0 | 0.93788 | 0.86782 | 1 | 0.92386 | 27174.7665 | 154441.5596 | 18817157790.1097 | 6586005226.5384 | 15767974.08 | 18648608.0387 | 4382.4229 | 0.79967 | 0.83262 | 0.023116 | 0.80264 | 0.78357 | 0.87422 | 1.1729
0 | 0.75 | 1250 | 36289.1794 | 12725.1638 | 23564.0156 | 28551.2149 | 7725.9644 | 58.3094 | 57.3926 | 56.8839 | 58.3094 | 0 | 0.35066 | 0.64934 | 0.64934 | 0.78677 | 0.2129 | 1 | 0 | 0.91988 | 0 | 0.94466 | 0.86964 | 1 | 0.93054 | 25758.2655 | 154750.5982 | 19595131659.2373 | 6858296080.7331 | 16424973 | 19425633.3736 | 4565.0238 | 0.83299 | 0.86732 | 0.023116 | 0.80847 | 0.78514 | 0.87596 | 1.173
0 | 0.75 | 1300 | 37740.2665 | 14076.8574 | 23663.4091 | 29693.2635 | 8035.003 | 60.6418 | 59.6883 | 59.1592 | 60.6418 | 0 | 0.37299 | 0.62701 | 0.62701 | 0.78678 | 0.2129 | 1 | 0 | 0.92601 | 0 | 0.95144 | 0.87147 | 1 | 0.93721 | 24331.212 | 155059.6368 | 20373105528.3648 | 7130586934.9277 | 17081971.92 | 20202658.7086 | 4747.6248 | 0.86631 | 0.90201 | 0.023116 | 0.81429 | 0.78671 | 0.8777 | 1.173
0 | 0.75 | 1350 | 39191.3537 | 15469.6608 | 23721.693 | 30835.3121 | 8344.0416 | 62.9742 | 61.984 | 61.4346 | 62.9742 | 0 | 0.39472 | 0.60528 | 0.60528 | 0.78679 | 0.21291 | 1 | 0 | 0.93213 | 0 | 0.95821 | 0.87329 | 1 | 0.94389 | 22904.1584 | 155368.6754 | 21151079397.4924 | 7402877789.1223 | 17738970.84 | 20979684.0435 | 4930.2258 | 0.89963 | 0.9367 | 0.023116 | 0.82012 | 0.78827 | 0.87945 | 1.173
0 | 0.75 | 1400 | 40642.4409 | 16864.4055 | 23778.0354 | 31977.3607 | 8653.0802 | 65.3066 | 64.2797 | 63.7099 | 65.3066 | 0 | 0.41495 | 0.58505 | 0.58505 | 0.7868 | 0.21291 | 1 | 0 | 0.93826 | 0 | 0.96499 | 0.87511 | 1 | 0.95056 | 21476.5039 | 155677.714 | 21929053266.62 | 7675168643.317 | 18395969.76 | 21756709.3785 | 5112.8267 | 0.93295 | 0.9714 | 0.023116 | 0.82594 | 0.78984 | 0.88119 | 1.173
0 | 0.75 | 1450 | 42093.5281 | 18259.1503 | 23834.3778 | 33119.4093 | 8962.1187 | 67.6389 | 66.5754 | 65.9853 | 67.6389 | 0 | 0.43378 | 0.56622 | 0.56622 | 0.78681 | 0.21291 | 1 | 0 | 0.94438 | 0 | 0.97177 | 0.87694 | 1 | 0.95724 | 20032.6854 | 155986.7525 | 22707027135.7475 | 7947459497.5116 | 19052968.68 | 22533734.7134 | 5295.4277 | 0.96627 | 1.0061 | 0.023116 | 0.83177 | 0.79141 | 0.88293 | 1.173
0 | 0.75 | 1500 | 43544.6152 | 19654.8101 | 23889.8052 | 34261.4579 | 9271.1573 | 69.9713 | 68.8711 | 68.2606 | 69.9713 | 0 | 0.45137 | 0.54863 | 0.54863 | 0.78681 | 0.21291 | 1 | 0 | 0.95051 | 0 | 0.97855 | 0.87876 | 1 | 0.96392 | 18588.8669 | 156295.7911 | 23485001004.8751 | 8219750351.7063 | 19709967.6 | 23310760.0483 | 5478.0286 | 0.99959 | 1.0408 | 0.023116 | 0.83759 | 0.79298 | 0.88467 | 1.173
0 | 0.75 | 1550 | 44995.7024 | 21055.9895 | 23939.7129 | 35403.5065 | 9580.1959 | 72.3037 | 71.1668 | 70.536 | 72.3037 | 0 | 0.46796 | 0.53204 | 0.53204 | 0.78682 | 0.21291 | 1 | 0 | 0.95664 | 0 | 0.98 | 0.88059 | 1 | 0.97059 | 17144.7787 | 156604.8297 | 24262974093.3377 | 8492040932.6682 | 20366966.52 | 24087785.3833 | 5660.6296 | 1.0329 | 1.0755 | 0.023116 | 0.84341 | 0.79455 | 0.88642 | 1.173
0 | 0.75 | 1600 | 46446.7896 | 22457.7665 | 23989.0231 | 36545.5551 | 9889.2345 | 74.6361 | 73.4625 | 72.8113 | 74.6361 | 0 | 0.48352 | 0.51648 | 0.51648 | 0.78683 | 0.21292 | 1 | 0 | 0.96276 | 0 | 0.98 | 0.88241 | 1 | 0.97727 | 15684.326 | 156913.8683 | 25040945337.9938 | 8764330868.2978 | 21023965.44 | 24864810.7182 | 5843.2305 | 1.0662 | 1.1102 | 0.023116 | 0.8492 | 0.79611 | 0.88816 | 1.173
0 | 0.75 | 1650 | 47897.8768 | 23861.607 | 24036.2698 | 37687.6037 | 10198.2731 | 76.9684 | 75.7582 | 75.0867 | 76.9684 | 0 | 0.49818 | 0.50182 | 0.50182 | 0.78683 | 0.21292 | 1 | 0 | 0.96889 | 0 | 0.98 | 0.88423 | 1 | 0.98395 | 14223.8734 | 157222.9068 | 25818911145.4925 | 9036618900.9224 | 21680964.36 | 25641836.0532 | 6025.8315 | 1.0995 | 1.1449 | 0.023116 | 0.85494 | 0.79768 | 0.8899 | 1.1731
0 | 0.75 | 1700 | 49348.9639 | 25265.6228 | 24083.3411 | 38829.6523 | 10507.3116 | 79.3008 | 78.0539 | 77.3621 | 79.3008 | 0 | 0.51198 | 0.48802 | 0.48802 | 0.78684 | 0.21292 | 1 | 0 | 0.97501 | 0 | 0.98 | 0.88606 | 1 | 0.99062 | 12763.4207 | 157531.9454 | 26596868091.2418 | 9308903831.9346 | 22337963.28 | 26418861.3881 | 6208.4324 | 1.1329 | 1.1796 | 0.023116 | 0.86059 | 0.79925 | 0.89165 | 1.1731
0 | 0.75 | 1750 | 50800.0511 | 26669.6386 | 24130.4125 | 39971.7009 | 10816.3502 | 81.6332 | 80.3496 | 79.6374 | 81.6332 | 0 | 0.52499 | 0.47501 | 0.47501 | 0.78684 | 0.21292 | 1 | 0 | 0.98114 | 0 | 0.98 | 0.88788 | 1 | 0.9973 | 11302.9681 | 157840.984 | 27374810846.8141 | 9581183796.3849 | 22994962.2 | 27195886.7231 | 6391.0334 | 1.1662 | 1.2142 | 0.023116 | 0.86609 | 0.80082 | 0.89339 | 1.1731
0 | 0.75 | 1800 | 52251.1383 | 28073.6544 | 24177.4839 | 41113.7495 | 11125.3888 | 83.9656 | 82.6453 | 81.9128 | 83.9656 | 0 | 0.53728 | 0.46272 | 0.46272 | 0.78685 | 0.21292 | 1 | 0 | 0.98726 | 0 | 0.98 | 0.88971 | 1 | 1 | 9652.2348 | 158150.0226 | 28152736186.2603 | 9853457665.1911 | 23651961.12 | 27972912.058 | 6573.6343 | 1.1995 | 1.2489 | 0.023116 | 0.87141 | 0.80238 | 0.89513 | 1.1731
0 | 0.75 | 1850 | 53702.2255 | 29477.6703 | 24224.5552 | 42255.7981 | 11434.4274 | 86.298 | 84.941 | 84.1881 | 86.298 | 0 | 0.54891 | 0.45109 | 0.45109 | 0.78685 | 0.21292 | 1 | 0 | 0.99339 | 0 | 0.98 | 0.89153 | 1 | 1 | 8005.1054 | 158459.0612 | 28930647330.6448 | 10125726565.7257 | 24308960.04 | 28749937.393 | 6756.2353 | 1.2328 | 1.2836 | 0.023116 | 0.87658 | 0.80395 | 0.89687 | 1.1731
0 | 0.75 | 1900 | 55153.3126 | 30881.6861 | 24271.6266 | 43397.8467 | 11743.4659 | 88.6303 | 87.2367 | 86.4635 | 88.6303 | 0 | 0.55992 | 0.44008 | 0.44008 | 0.78686 | 0.21292 | 1 | 0 | 0.99952 | 0 | 0.98 | 0.89336 | 1 | 1 | 6368.3029 | 158768.0997 | 29708537416.4166 | 10397988095.7458 | 24965958.96 | 29526962.7279 | 6938.8362 | 1.2661 | 1.3183 | 0.023116 | 0.88152 | 0.80552 | 0.89862 | 1.1731
0 | 0.75 | 1950 | 56604.3998 | 32310.7481 | 24293.6517 | 44539.8953 | 12052.5045 | 90.9627 | 89.4935 | 88.7388 | 90.9627 | 0 | 0.57082 | 0.42918 | 0.42918 | 0.78686 | 0.21293 | 0.99893 | 254.5736 | 1.0126 | 0 | 0.98 | 0.89025 | 1 | 1 | 4704.3538 | 158912.901 | 30486318797.9489 | 10670211579.2821 | 25622957.88 | 30303988.0628 | 7121.4372 | 1.3275 | 1.353 | 0.023116 | 0.88632 | 0.80626 | 0.89943 | 1.1731
0 | 0.75 | 2000 | 58055.487 | 33756.073 | 24299.414 | 45681.9439 | 12361.5431 | 93.2951 | 91.7017 | 91.0142 | 93.2951 | 0 | 0.58145 | 0.41855 | 0.41855 | 0.78687 | 0.21293 | 0.99717 | 680.3238 | 1.0204 | 0 | 0.98 | 0.89209 | 1 | 1 | 3091.6878 | 158951.06 | 31264015575.4876 | 10942405451.4207 | 26279956.8 | 31081013.3978 | 7304.0381 | 1.3867 | 1.3877 | 0.023116 | 0.89086 | 0.80645 | 0.89965 | 1.1731
0 | 1 | 0 | 0 | 0 | 0 | 0 | 0 | 0 | 0 | 0 | 0 | 0 | 0 | 0 | 0 | 0 | 0 | 1 | 0 | 0.76169 | 0 | 0.77177 | 0.82404 | 1 | 0.7557 | 56644.0632 | 147024.6338 | 145906631.1032 | 51067320.8861 | 0 | 0 | 0 | 0 | 0 | 0 | 0.65996 | 0.74594 | 0.84155
0 | 1 | 50 | 1463.0872 | 438.9262 | 1024.161 | 1142.0486 | 309.0386 | 13.7647 | 2.2961 | 13.7647 | 2.3324 | 0 | 0.3 | 0.7 | 0.7 | 0.78057 | 0.21122 | 1 | 0 | 0.76777 | 0 | 0.77851 | 0.82586 | 1 | 0.7623 | 56181.8331 | 147333.6724 | 923887985.2786 | 323360794.8475 | 656998.92 | 777025.3349 | 139.8646 | 0.19664 | 0.034693 | 0.023116 | 0.6658 | 0.74751 | 0.84331 | 6.8678
0 | 1 | 100 | 2914.1743 | 874.2523 | 2039.922 | 2284.0972 | 618.0772 | 15.5294 | 4.5921 | 15.5294 | 4.6648 | 0 | 0.3 | 0.7 | 0.7 | 0.78379 | 0.21209 | 1 | 0 | 0.77386 | 0 | 0.78525 | 0.82769 | 1 | 0.7689 | 55733.743 | 147642.7109 | 1701862125.392 | 595651743.8872 | 1313997.84 | 1554050.6699 | 279.7291 | 0.22185 | 0.069385 | 0.023116 | 0.67159 | 0.74908 | 0.84507 | 3.8901
0 | 1 | 150 | 4365.2615 | 1309.5785 | 3055.6831 | 3426.1458 | 927.1157 | 17.2941 | 6.8882 | 17.2941 | 6.9971 | 0 | 0.3 | 0.7 | 0.7 | 0.78487 | 0.21238 | 1 | 0 | 0.77994 | 0 | 0.79198 | 0.82951 | 1 | 0.77549 | 54864.8128 | 147951.7495 | 2479836265.5054 | 867942692.9269 | 1970996.76 | 2331076.0048 | 419.5937 | 0.24706 | 0.10408 | 0.023116 | 0.67738 | 0.75064 | 0.84683 | 2.8921
0 | 1 | 200 | 5816.3487 | 1744.9046 | 4071.4441 | 4568.1944 | 1236.1543 | 19.0588 | 9.1843 | 19.0588 | 9.3295 | 0 | 0.3 | 0.7 | 0.7 | 0.78541 | 0.21253 | 1 | 0 | 0.78603 | 0 | 0.79872 | 0.83134 | 1 | 0.78209 | 53577.9086 | 148260.7881 | 3257810405.6188 | 1140233641.9666 | 2627995.68 | 3108101.3398 | 559.4582 | 0.27227 | 0.13877 | 0.023116 | 0.68316 | 0.75221 | 0.84859 | 2.392
0 | 1 | 250 | 7267.4359 | 2180.2308 | 5087.2051 | 5710.243 | 1545.1929 | 20.8235 | 11.4803 | 20.8235 | 11.6619 | 0 | 0.3 | 0.7 | 0.7 | 0.78573 | 0.21262 | 1 | 0 | 0.79212 | 0 | 0.80546 | 0.83316 | 1 | 0.78869 | 52291.0045 | 148569.8267 | 4035784545.7321 | 1412524591.0062 | 3284994.6 | 3885126.6747 | 699.3228 | 0.29748 | 0.17346 | 0.023116 | 0.68895 | 0.75378 | 0.85035 | 2.0917
0 | 1 | 300 | 8718.523 | 2615.5569 | 6102.9661 | 6852.2916 | 1854.2315 | 22.5882 | 13.7764 | 22.5882 | 13.9943 | 0 | 0.3 | 0.7 | 0.7 | 0.78595 | 0.21268 | 1 | 0 | 0.7982 | 0 | 0.81219 | 0.83498 | 1 | 0.79528 | 51004.1004 | 148878.8653 | 4813758685.8455 | 1684815540.0459 | 3941993.52 | 4662152.0097 | 839.1874 | 0.32269 | 0.20816 | 0.023116 | 0.69474 | 0.75535 | 0.85212 | 1.8913
0 | 1 | 350 | 10169.6102 | 3050.8831 | 7118.7272 | 7994.3402 | 2163.27 | 24.3529 | 16.0724 | 24.3529 | 16.3266 | 0 | 0.3 | 0.7 | 0.7 | 0.7861 | 0.21272 | 1 | 0 | 0.80429 | 0 | 0.81893 | 0.83681 | 1 | 0.80188 | 49717.1962 | 149187.9038 | 5591732825.9589 | 1957106489.0856 | 4598992.44 | 5439177.3446 | 979.0519 | 0.3479 | 0.24285 | 0.023116 | 0.70053 | 0.75691 | 0.85388 | 1.7481
0 | 1 | 400 | 11620.6974 | 3486.2092 | 8134.4882 | 9136.3888 | 2472.3086 | 26.1176 | 18.3685 | 26.1176 | 18.659 | 0 | 0.3 | 0.7 | 0.7 | 0.78622 | 0.21275 | 1 | 0 | 0.81037 | 0 | 0.82566 | 0.83863 | 1 | 0.80847 | 48430.2921 | 149496.9424 | 6369706966.0723 | 2229397438.1253 | 5255991.36 | 6216202.6796 | 1118.9165 | 0.37311 | 0.27754 | 0.023116 | 0.70632 | 0.75848 | 0.85564 | 1.6407
0 | 1 | 450 | 13071.7846 | 3921.5354 | 9150.2492 | 10278.4374 | 2781.3472 | 27.8823 | 20.6646 | 27.8823 | 20.9914 | 0 | 0.3 | 0.7 | 0.7 | 0.78631 | 0.21277 | 1 | 0 | 0.81646 | 0 | 0.8324 | 0.84046 | 1 | 0.81507 | 47143.388 | 149805.981 | 7147681106.1856 | 2501688387.165 | 5912990.28 | 6993228.0145 | 1258.781 | 0.39832 | 0.31223 | 0.023116 | 0.71211 | 0.76005 | 0.8574 | 1.5571
0 | 1 | 500 | 14522.8717 | 4356.8615 | 10166.0102 | 11420.486 | 3090.3858 | 29.647 | 22.9606 | 29.647 | 23.3238 | 0 | 0.3 | 0.7 | 0.7 | 0.78638 | 0.21279 | 1 | 0 | 0.82254 | 0 | 0.83914 | 0.84228 | 1 | 0.82167 | 45856.4838 | 150115.0196 | 7925655246.299 | 2773979336.2047 | 6569989.2 | 7770253.3494 | 1398.6456 | 0.42353 | 0.34693 | 0.023116 | 0.7179 | 0.76162 | 0.85916 | 1.4902
0 | 1 | 550 | 15973.9589 | 4792.1877 | 11181.7712 | 12562.5346 | 3399.4244 | 31.4117 | 25.2567 | 31.4117 | 25.6561 | 0 | 0.3 | 0.7 | 0.7 | 0.78644 | 0.21281 | 1 | 0 | 0.82863 | 0 | 0.84587 | 0.84411 | 1 | 0.82826 | 44569.5797 | 150424.0581 | 8703629386.4124 | 3046270285.2443 | 7226988.12 | 8547278.6844 | 1538.5102 | 0.44874 | 0.38162 | 0.023116 | 0.72369 | 0.76319 | 0.86093 | 1.4355
0 | 1 | 600 | 17425.0461 | 5227.5138 | 12197.5323 | 13704.5832 | 3708.4629 | 33.1764 | 27.5528 | 33.1764 | 27.9885 | 0 | 0.3 | 0.7 | 0.7 | 0.78649 | 0.21282 | 1 | 0 | 0.83472 | 0 | 0.85261 | 0.84593 | 1 | 0.83486 | 43282.6756 | 150733.0967 | 9481603526.5258 | 3318561234.284 | 7883987.04 | 9324304.0193 | 1678.3747 | 0.47395 | 0.41631 | 0.023116 | 0.72948 | 0.76475 | 0.86269 | 1.3899
0 | 1 | 650 | 18876.1333 | 5662.84 | 13213.2933 | 14846.6318 | 4017.5015 | 34.9411 | 29.8488 | 34.9411 | 30.3209 | 0 | 0.3 | 0.7 | 0.7 | 0.78653 | 0.21283 | 1 | 0 | 0.8408 | 0 | 0.85935 | 0.84775 | 1 | 0.84146 | 41972.1951 | 151042.1353 | 10259577666.6391 | 3590852183.3237 | 8540985.96 | 10101329.3543 | 1818.2393 | 0.49916 | 0.451 | 0.023116 | 0.73527 | 0.76632 | 0.86445 | 1.3513
0 | 1 | 700 | 20327.2204 | 6098.1661 | 14229.0543 | 15988.6804 | 4326.5401 | 36.7058 | 32.1449 | 36.7058 | 32.6533 | 0 | 0.3 | 0.7 | 0.7 | 0.78657 | 0.21284 | 1 | 0 | 0.84689 | 0 | 0.86608 | 0.84958 | 1 | 0.84805 | 40641.5096 | 151351.1739 | 11037551806.7525 | 3863143132.3634 | 9197984.88 | 10878354.6892 | 1958.1038 | 0.52437 | 0.4857 | 0.023116 | 0.74106 | 0.76789 | 0.86621 | 1.3182
0 | 1 | 750 | 21778.3076 | 6533.4923 | 15244.8153 | 17130.729 | 4635.5787 | 38.4705 | 34.441 | 38.4705 | 34.9857 | 0 | 0.3 | 0.7 | 0.7 | 0.7866 | 0.21285 | 1 | 0 | 0.85297 | 0 | 0.87282 | 0.8514 | 1 | 0.85465 | 39289.1384 | 151660.2125 | 11815525946.8659 | 4135434081.4031 | 9854983.8 | 11655380.0242 | 2097.9684 | 0.54958 | 0.52039 | 0.023116 | 0.74685 | 0.76946 | 0.86797 | 1.2895
0 | 1 | 800 | 23229.3948 | 6968.8184 | 16260.5764 | 18272.7776 | 4944.6172 | 40.2353 | 36.737 | 40.2353 | 37.318 | 0 | 0.3 | 0.7 | 0.7 | 0.78662 | 0.21286 | 1 | 0 | 0.85906 | 0 | 0.87956 | 0.85323 | 1 | 0.86124 | 37918.0906 | 151969.251 | 12593500086.9792 | 4407725030.4427 | 10511982.72 | 12432405.3591 | 2237.833 | 0.57479 | 0.55508 | 0.023116 | 0.75264 | 0.77103 | 0.86973 | 1.2644
0 | 1 | 850 | 24680.482 | 7404.1446 | 17276.3374 | 19414.8262 | 5253.6558 | 42 | 39.0331 | 42 | 39.6504 | 0 | 0.3 | 0.7 | 0.7 | 0.78665 | 0.21287 | 1 | 0 | 0.86514 | 0 | 0.88629 | 0.85505 | 1 | 0.86784 | 36547.0427 | 152278.2896 | 13371474227.0926 | 4680015979.4824 | 11168981.64 | 13209430.6941 | 2377.6975 | 0.6 | 0.58978 | 0.023116 | 0.75843 | 0.77259 | 0.8715 | 1.2423
0 | 1 | 900 | 26131.5691 | 7839.4707 | 18292.0984 | 20556.8748 | 5562.6944 | 43.7647 | 41.3292 | 43.7647 | 41.9828 | 0 | 0.3 | 0.7 | 0.7 | 0.78667 | 0.21287 | 1 | 0 | 0.87123 | 0 | 0.89303 | 0.85687 | 1 | 0.87444 | 35173.6081 | 152587.3282 | 14149448367.206 | 4952306928.5221 | 11825980.56 | 13986456.029 | 2517.5621 | 0.62521 | 0.62447 | 0.023116 | 0.76422 | 0.77416 | 0.87326 | 1.2226
0 | 1 | 950 | 27582.6563 | 8274.7969 | 19307.8594 | 21698.9234 | 5871.733 | 45.5294 | 43.6252 | 45.5294 | 44.3152 | 0 | 0.3 | 0.7 | 0.7 | 0.78669 | 0.21288 | 1 | 0 | 0.87731 | 0 | 0.89977 | 0.8587 | 1 | 0.88103 | 33777.5292 | 152896.3668 | 14927422507.3194 | 5224597877.5618 | 12482979.48 | 14763481.364 | 2657.4266 | 0.65042 | 0.65916 | 0.023116 | 0.77001 | 0.77573 | 0.87502 | 1.205
0 | 1 | 1000 | 29033.7435 | 8710.123 | 20323.6204 | 22840.972 | 6180.7715 | 47.2941 | 45.9213 | 47.2941 | 46.6475 | 0 | 0.3 | 0.7 | 0.7 | 0.7867 | 0.21288 | 1 | 0 | 0.8834 | 0 | 0.9065 | 0.86052 | 1 | 0.88763 | 32381.4503 | 153205.4053 | 15705396647.4328 | 5496888826.6015 | 13139978.4 | 15540506.6989 | 2797.2912 | 0.67563 | 0.69385 | 0.023116 | 0.77579 | 0.7773 | 0.87678 | 1.1891
0 | 1 | 1050 | 30484.8307 | 9152.7172 | 21332.1135 | 23983.0205 | 6489.8101 | 49.0588 | 48.2173 | 49.0588 | 48.9799 | 0 | 0.30024 | 0.69976 | 0.69976 | 0.78672 | 0.21289 | 1 | 0 | 0.88949 | 0 | 0.91324 | 0.86235 | 1 | 0.89423 | 30985.3714 | 153514.4439 | 16483370787.5461 | 5769179775.6411 | 13796977.32 | 16317532.0338 | 2937.1558 | 0.70084 | 0.72855 | 0.023116 | 0.78158 | 0.77887 | 0.87854 | 1.1748
0 | 1 | 1100 | 31935.9178 | 9792.1579 | 22143.7599 | 25125.0691 | 6798.8487 | 51.3123 | 50.5134 | 50.8235 | 51.3123 | 0 | 0.30662 | 0.69338 | 0.69338 | 0.78673 | 0.21289 | 1 | 0 | 0.89557 | 0 | 0.91998 | 0.86417 | 1 | 0.90082 | 29589.2925 | 153823.4825 | 17261344927.6595 | 6041470724.6808 | 14453976.24 | 17094557.3688 | 3077.0203 | 0.73303 | 0.76324 | 0.023116 | 0.78737 | 0.78043 | 0.8803 | 1.1729
0 | 1 | 1150 | 33387.005 | 10657.4116 | 22729.5934 | 26267.1177 | 7107.8873 | 53.6447 | 52.8012 | 52.5882 | 53.6447 | 0 | 0.31921 | 0.68079 | 0.68079 | 0.78675 | 0.21289 | 1 | 0 | 0.90166 | 0 | 0.92671 | 0.86599 | 1 | 0.90742 | 28193.2136 | 154132.5211 | 18039319067.7729 | 6313761673.7205 | 15110975.16 | 17871582.7037 | 3216.8849 | 0.76635 | 0.79793 | 0.023116 | 0.79316 | 0.782 | 0.88207 | 1.1729
0 | 1 | 1200 | 34838.0922 | 11774.2492 | 23063.843 | 27409.1663 | 7416.9259 | 55.9771 | 55.0969 | 54.6085 | 55.9771 | 0 | 0.33797 | 0.66203 | 0.66203 | 0.78676 | 0.2129 | 1 | 0 | 0.90774 | 0 | 0.93345 | 0.86782 | 1 | 0.91401 | 26788.5993 | 154441.5596 | 18817293207.8862 | 6586052622.7602 | 15767974.08 | 18648608.0387 | 3356.7494 | 0.79967 | 0.83262 | 0.023116 | 0.79895 | 0.78357 | 0.88383 | 1.1729
0 | 1 | 1250 | 36289.1794 | 13079.2705 | 23209.9088 | 28551.2149 | 7725.9644 | 58.3094 | 57.3926 | 56.8839 | 58.3094 | 0 | 0.36042 | 0.63958 | 0.63958 | 0.78677 | 0.2129 | 1 | 0 | 0.91383 | 0 | 0.94019 | 0.86964 | 1 | 0.92061 | 25366.7878 | 154750.5982 | 19595267347.9996 | 6858343571.7999 | 16424973 | 19425633.3736 | 3496.614 | 0.83299 | 0.86732 | 0.023116 | 0.80474 | 0.78514 | 0.88559 | 1.173
0 | 1 | 1300 | 37740.2665 | 14456.5569 | 23283.7096 | 29693.2635 | 8035.003 | 60.6418 | 59.6883 | 59.1592 | 60.6418 | 0 | 0.38305 | 0.61695 | 0.61695 | 0.78678 | 0.2129 | 1 | 0 | 0.91991 | 0 | 0.94692 | 0.87147 | 1 | 0.92721 | 23938.9503 | 155059.6368 | 20373241488.113 | 7130634520.8395 | 17081971.92 | 20202658.7086 | 3636.4786 | 0.86631 | 0.90201 | 0.023116 | 0.81053 | 0.78671 | 0.88735 | 1.173
0 | 1 | 1350 | 39191.3537 | 15850.9309 | 23340.4228 | 30835.3121 | 8344.0416 | 62.9742 | 61.984 | 61.4346 | 62.9742 | 0 | 0.40445 | 0.59555 | 0.59555 | 0.78679 | 0.21291 | 1 | 0 | 0.926 | 0 | 0.95366 | 0.87329 | 1 | 0.9338 | 22511.1129 | 155368.6754 | 21151215628.2264 | 7402925469.8792 | 17738970.84 | 20979684.0435 | 3776.3431 | 0.89963 | 0.9367 | 0.023116 | 0.81632 | 0.78827 | 0.88911 | 1.173
0 | 1 | 1400 | 40642.4409 | 17245.9957 | 23396.4452 | 31977.3607 | 8653.0802 | 65.3066 | 64.2797 | 63.7099 | 65.3066 | 0 | 0.42433 | 0.57567 | 0.57567 | 0.7868 | 0.21291 | 1 | 0 | 0.93208 | 0 | 0.96039 | 0.87511 | 1 | 0.9404 | 21078.149 | 155677.714 | 21929189768.3397 | 7675216418.9189 | 18395969.76 | 21756709.3785 | 3916.2077 | 0.93295 | 0.9714 | 0.023116 | 0.82211 | 0.78984 | 0.89088 | 1.173
0 | 1 | 1450 | 42093.5281 | 18641.205 | 23452.3231 | 33119.4093 | 8962.1187 | 67.6389 | 66.5754 | 65.9853 | 67.6389 | 0 | 0.44285 | 0.55715 | 0.55715 | 0.78681 | 0.21291 | 1 | 0 | 0.93817 | 0 | 0.96713 | 0.87694 | 1 | 0.947 | 19633.5373 | 155986.7525 | 22707163908.4531 | 7947507367.9586 | 19052968.68 | 22533734.7134 | 4056.0722 | 0.96627 | 1.0061 | 0.023116 | 0.8279 | 0.79141 | 0.89264 | 1.173
0 | 1 | 1500 | 43544.6152 | 20042.5297 | 23502.0855 | 34261.4579 | 9271.1573 | 69.9713 | 68.8711 | 68.2606 | 69.9713 | 0 | 0.46028 | 0.53972 | 0.53972 | 0.78681 | 0.21291 | 1 | 0 | 0.94426 | 0 | 0.97387 | 0.87876 | 1 | 0.95359 | 18188.9257 | 156295.7911 | 23485138048.5665 | 8219798316.9983 | 19709967.6 | 23310760.0483 | 4195.9368 | 0.99959 | 1.0408 | 0.023116 | 0.83369 | 0.79298 | 0.8944 | 1.173
0 | 1 | 1550 | 44995.7024 | 21445.008 | 23550.6944 | 35403.5065 | 9580.1959 | 72.3037 | 71.1668 | 70.536 | 72.3037 | 0 | 0.4766 | 0.5234 | 0.5234 | 0.78682 | 0.21291 | 1 | 0 | 0.95034 | 0 | 0.98 | 0.88059 | 1 | 0.96019 | 16739.4995 | 156604.8297 | 24263112109.0033 | 8492089238.1512 | 20366966.52 | 24087785.3833 | 4335.8014 | 1.0329 | 1.0755 | 0.023116 | 0.83948 | 0.79455 | 0.89616 | 1.173
0 | 1 | 1600 | 46446.7896 | 22849.3813 | 23597.4083 | 36545.5551 | 9889.2345 | 74.6361 | 73.4625 | 72.8113 | 74.6361 | 0 | 0.49195 | 0.50805 | 0.50805 | 0.78683 | 0.21292 | 1 | 0 | 0.95643 | 0 | 0.98 | 0.88241 | 1 | 0.96678 | 15278.2446 | 156913.8683 | 25041084776.1229 | 8764379671.643 | 21023965.44 | 24864810.7182 | 4475.6659 | 1.0662 | 1.1102 | 0.023116 | 0.84525 | 0.79611 | 0.89792 | 1.173
0 | 1 | 1650 | 47897.8768 | 24254.1688 | 23643.708 | 37687.6037 | 10198.2731 | 76.9684 | 75.7582 | 75.0867 | 76.9684 | 0 | 0.50637 | 0.49363 | 0.49363 | 0.78683 | 0.21292 | 1 | 0 | 0.96251 | 0 | 0.98 | 0.88423 | 1 | 0.97338 | 13816.9896 | 157222.9068 | 25819056038.3854 | 9036669613.4349 | 21680964.36 | 25641836.0532 | 4615.5305 | 1.0995 | 1.1449 | 0.023116 | 0.85101 | 0.79768 | 0.89968 | 1.1731
0 | 1 | 1700 | 49348.9639 | 25658.9563 | 23690.0077 | 38829.6523 | 10507.3116 | 79.3008 | 78.0539 | 77.3621 | 79.3008 | 0 | 0.51995 | 0.48005 | 0.48005 | 0.78684 | 0.21292 | 1 | 0 | 0.9686 | 0 | 0.98 | 0.88606 | 1 | 0.97998 | 12355.7347 | 157531.9454 | 26597018818.6662 | 9308956586.5332 | 22337963.28 | 26418861.3881 | 4755.395 | 1.1329 | 1.1796 | 0.023116 | 0.85668 | 0.79925 | 0.90145 | 1.1731
0 | 1 | 1750 | 50800.0511 | 27063.7437 | 23736.3074 | 39971.7009 | 10816.3502 | 81.6332 | 80.3496 | 79.6374 | 81.6332 | 0 | 0.53275 | 0.46725 | 0.46725 | 0.78684 | 0.21292 | 1 | 0 | 0.97468 | 0 | 0.98 | 0.88788 | 1 | 0.98657 | 10840.6749 | 157840.984 | 27374972356.1821 | 9581240324.6637 | 22994962.2 | 27195886.7231 | 4895.2596 | 1.1662 | 1.2142 | 0.023116 | 0.86226 | 0.80082 | 0.90321 | 1.1731
0 | 1 | 1800 | 52251.1383 | 28468.5312 | 23782.6071 | 41113.7495 | 11125.3888 | 83.9656 | 82.6453 | 81.9128 | 83.9656 | 0 | 0.54484 | 0.45516 | 0.45516 | 0.78685 | 0.21292 | 1 | 0 | 0.98077 | 0 | 0.98 | 0.88971 | 1 | 0.99317 | 9185.3696 | 158150.0226 | 28152910323.7386 | 9853518613.3085 | 23651961.12 | 27972912.058 | 5035.1242 | 1.1995 | 1.2489 | 0.023116 | 0.86767 | 0.80238 | 0.90497 | 1.1731
0 | 1 | 1850 | 53702.2255 | 29873.3187 | 23828.9068 | 42255.7981 | 11434.4274 | 86.298 | 84.941 | 84.1881 | 86.298 | 0 | 0.55628 | 0.44372 | 0.44372 | 0.78685 | 0.21292 | 1 | 0 | 0.98686 | 0 | 0.98 | 0.89153 | 1 | 0.99977 | 7530.0642 | 158459.0612 | 28930831578.5549 | 10125791052.4942 | 24308960.04 | 28749937.393 | 5174.9887 | 1.2328 | 1.2836 | 0.023116 | 0.87291 | 0.80395 | 0.90673 | 1.1731
0 | 1 | 1900 | 55153.3126 | 31278.1062 | 23875.2065 | 43397.8467 | 11743.4659 | 88.6303 | 87.2367 | 86.4635 | 88.6303 | 0 | 0.56711 | 0.43289 | 0.43289 | 0.78686 | 0.21292 | 1 | 0 | 0.99294 | 0 | 0.98 | 0.89336 | 1 | 1 | 5878.6494 | 158768.0997 | 29708738528.6249 | 10398058485.0187 | 24965958.96 | 29526962.7279 | 5314.8533 | 1.2661 | 1.3183 | 0.023116 | 0.878 | 0.80552 | 0.90849 | 1.1731
0 | 1 | 1950 | 56604.3998 | 32683.7991 | 23920.6008 | 44539.8953 | 12052.5045 | 90.9627 | 89.5324 | 88.7388 | 90.9627 | 0 | 0.57741 | 0.42259 | 0.42259 | 0.78686 | 0.21293 | 0.99996 | 9.2814 | 0.99903 | 0 | 0.98 | 0.89518 | 1 | 1 | 4228.4722 | 159071.1023 | 30486620192.0034 | 10670317067.2012 | 25622957.88 | 30303988.0628 | 5454.7179 | 1.2995 | 1.353 | 0.023116 | 0.88287 | 0.80706 | 0.91022 | 1.1731
0 | 1 | 2000 | 58055.487 | 34122.974 | 23932.513 | 45681.9439 | 12361.5431 | 93.2951 | 91.7569 | 91.0142 | 93.2951 | 0 | 0.58776 | 0.41224 | 0.41224 | 0.78687 | 0.21293 | 0.99847 | 368.0444 | 1.0128 | 0 | 0.98 | 0.89209 | 1 | 1 | 2517.1844 | 159150.8914 | 31264359560.9255 | 10942525846.3239 | 26279956.8 | 31081013.3978 | 5594.5824 | 1.3812 | 1.3877 | 0.023116 | 0.88758 | 0.80746 | 0.91067 | 1.1731
0.25 | 0 | 0 | 0 | 0 | 0 | 0 | 0 | 0 | 0 | 0 | 0 | 0 | 0 | 0 | 0 | 0 | 0 | 1 | 0 | 0.76738 | 0 | 0.77051 | 0.81165 | 1 | 0.77328 | 59016.9442 | 146256.6517 | 144501177.0943 | 50575411.983 | 0 | 0 | 0 | 0 | 0 | 0 | 0.66715 | 0.74204 | 0.80346
0.25 | 0 | 50 | 1458.8067 | 437.642 | 1021.1647 | 1138.6797 | 308.127 | 13.7643 | 2.2828 | 13.7643 | 2.3188 | 0 | 0.3 | 0.7 | 0.7 | 0.78056 | 0.21122 | 1 | 0 | 0.77358 | 0 | 0.77736 | 0.81346 | 1 | 0.78015 | 58590.195 | 146564.7787 | 920186547.917 | 322065291.7709 | 656998.92 | 774733.231 | 309.8933 | 0.19663 | 0.03449 | 0.023116 | 0.67312 | 0.74361 | 0.80515 | 6.8878
0.25 | 0 | 100 | 2905.6134 | 871.684 | 2033.9294 | 2277.3595 | 616.2539 | 15.5286 | 4.5656 | 15.5286 | 4.6375 | 0 | 0.3 | 0.7 | 0.7 | 0.78378 | 0.21209 | 1 | 0 | 0.77978 | 0 | 0.7842 | 0.81527 | 1 | 0.78702 | 58177.5859 | 146872.9056 | 1695864704.6776 | 593552646.6371 | 1313997.84 | 1549466.462 | 619.7866 | 0.22184 | 0.068981 | 0.023116 | 0.67903 | 0.74517 | 0.80683 | 3.9014
0.25 | 0 | 150 | 4352.4201 | 1305.726 | 3046.6941 | 3416.0392 | 924.3809 | 17.2929 | 6.8483 | 17.2929 | 6.9563 | 0 | 0.3 | 0.7 | 0.7 | 0.78486 | 0.21238 | 1 | 0 | 0.78597 | 0 | 0.79104 | 0.81708 | 1 | 0.79389 | 57732.8247 | 147181.0326 | 2471542861.4381 | 865040001.5033 | 1970996.76 | 2324199.693 | 929.6799 | 0.24704 | 0.10347 | 0.023116 | 0.68495 | 0.74673 | 0.80852 | 2.9004
0.25 | 0 | 200 | 5799.2268 | 1739.768 | 4059.4587 | 4554.7189 | 1232.5078 | 19.0571 | 9.1311 | 19.0571 | 9.2751 | 0 | 0.3 | 0.7 | 0.7 | 0.7854 | 0.21253 | 1 | 0 | 0.79217 | 0 | 0.79789 | 0.81889 | 1 | 0.80075 | 57286.9831 | 147489.1595 | 3247221018.1987 | 1136527356.3695 | 2627995.68 | 3098932.924 | 1239.5732 | 0.27224 | 0.13796 | 0.023116 | 0.69087 | 0.7483 | 0.81021 | 2.3989
0.25 | 0 | 250 | 7246.0335 | 2173.81 | 5072.2234 | 5693.3987 | 1540.6348 | 20.8214 | 11.4139 | 20.8214 | 11.5938 | 0 | 0.3 | 0.7 | 0.7 | 0.78573 | 0.21262 | 1 | 0 | 0.79837 | 0 | 0.80473 | 0.8207 | 1 | 0.80762 | 56841.1414 | 147797.2865 | 4022899174.9593 | 1408014711.2357 | 3284994.6 | 3873666.1551 | 1549.4665 | 0.29745 | 0.17245 | 0.023116 | 0.69678 | 0.74986 | 0.81189 | 2.0976
0.25 | 0 | 300 | 8692.8402 | 2607.852 | 6084.9881 | 6832.0784 | 1848.7618 | 22.5857 | 13.6967 | 22.5857 | 13.9126 | 0 | 0.3 | 0.7 | 0.7 | 0.78594 | 0.21268 | 1 | 0 | 0.80456 | 0 | 0.81158 | 0.8225 | 1 | 0.81449 | 56395.2998 | 148105.4135 | 4798577331.7199 | 1679502066.102 | 3941993.52 | 4648399.3861 | 1859.3598 | 0.32265 | 0.20694 | 0.023116 | 0.7027 | 0.75142 | 0.81358 | 1.8967
0.25 | 0 | 350 | 10139.6469 | 3041.8941 | 7097.7528 | 7970.7581 | 2156.8887 | 24.35 | 15.9794 | 24.35 | 16.2314 | 0 | 0.3 | 0.7 | 0.7 | 0.7861 | 0.21272 | 1 | 0 | 0.81076 | 0 | 0.81842 | 0.82431 | 1 | 0.82136 | 55949.4582 | 148413.5404 | 5574255488.4804 | 1950989420.9682 | 4598992.44 | 5423132.6171 | 2169.253 | 0.34786 | 0.24143 | 0.023116 | 0.70861 | 0.75299 | 0.81527 | 1.7531
0.25 | 0 | 400 | 11586.4535 | 3475.9361 | 8110.5175 | 9109.4379 | 2465.0157 | 26.1143 | 18.2622 | 26.1143 | 18.5501 | 0 | 0.3 | 0.7 | 0.7 | 0.78621 | 0.21275 | 1 | 0 | 0.81695 | 0 | 0.82527 | 0.82612 | 1 | 0.82823 | 55081.4779 | 148721.6674 | 6349933645.241 | 2222476775.8344 | 5255991.36 | 6197865.8481 | 2479.1463 | 0.37306 | 0.27592 | 0.023116 | 0.71453 | 0.75455 | 0.81695 | 1.6453
0.25 | 0 | 450 | 13033.2602 | 3909.9781 | 9123.2822 | 10248.1176 | 2773.1427 | 27.8786 | 20.545 | 27.8786 | 20.8689 | 0 | 0.3 | 0.7 | 0.7 | 0.7863 | 0.21277 | 1 | 0 | 0.82315 | 0 | 0.83211 | 0.82793 | 1 | 0.8351 | 53801.4548 | 149029.7944 | 7125611802.0016 | 2493964130.7006 | 5912990.28 | 6972599.0791 | 2789.0396 | 0.39827 | 0.31041 | 0.023116 | 0.72044 | 0.75611 | 0.81864 | 1.5615
0.25 | 0 | 500 | 14480.0669 | 4344.0201 | 10136.0469 | 11386.7973 | 3081.2696 | 29.6428 | 22.8278 | 29.6428 | 23.1877 | 0 | 0.3 | 0.7 | 0.7 | 0.78638 | 0.21279 | 1 | 0 | 0.82935 | 0 | 0.83896 | 0.82974 | 1 | 0.84197 | 52521.4316 | 149337.9213 | 7901289958.7622 | 2765451485.5668 | 6569989.2 | 7747332.3101 | 3098.9329 | 0.42347 | 0.3449 | 0.023116 | 0.72636 | 0.75768 | 0.82032 | 1.4944
0.25 | 0 | 550 | 15926.8736 | 4778.0621 | 11148.8115 | 12525.477 | 3389.3966 | 31.4071 | 25.1106 | 31.4071 | 25.5065 | 0 | 0.3 | 0.7 | 0.7 | 0.78644 | 0.21281 | 1 | 0 | 0.83554 | 0 | 0.8458 | 0.83155 | 1 | 0.84884 | 51241.4085 | 149646.0483 | 8676968115.5227 | 3036938840.433 | 7226988.12 | 8522065.5411 | 3408.8262 | 0.44867 | 0.37939 | 0.023116 | 0.73227 | 0.75924 | 0.82201 | 1.4395
0.25 | 0 | 600 | 17373.6803 | 5212.1041 | 12161.5762 | 13664.1568 | 3697.5235 | 33.1714 | 27.3933 | 33.1714 | 27.8252 | 0 | 0.3 | 0.7 | 0.7 | 0.78649 | 0.21282 | 1 | 0 | 0.84174 | 0 | 0.85265 | 0.83336 | 1 | 0.85571 | 49961.3854 | 149954.1752 | 9452646272.2833 | 3308426195.2992 | 7883987.04 | 9296798.7721 | 3718.7195 | 0.47388 | 0.41388 | 0.023116 | 0.73819 | 0.7608 | 0.8237 | 1.3938
0.25 | 0 | 650 | 18820.487 | 5646.1461 | 13174.3409 | 14802.8365 | 4005.6505 | 34.9357 | 29.6761 | 34.9357 | 30.144 | 0 | 0.3 | 0.7 | 0.7 | 0.78653 | 0.21283 | 1 | 0 | 0.84794 | 0 | 0.85949 | 0.83516 | 1 | 0.86258 | 48681.3622 | 150262.3022 | 10228324429.0439 | 3579913550.1654 | 8540985.96 | 10071532.0032 | 4028.6128 | 0.49908 | 0.44837 | 0.023116 | 0.7441 | 0.76237 | 0.82538 | 1.3551
0.25 | 0 | 700 | 20267.2937 | 6080.1881 | 14187.1056 | 15941.5162 | 4313.7775 | 36.7 | 31.9589 | 36.7 | 32.4628 | 0 | 0.3 | 0.7 | 0.7 | 0.78656 | 0.21284 | 1 | 0 | 0.85413 | 0 | 0.86633 | 0.83697 | 1 | 0.86945 | 47400.9723 | 150570.4292 | 11004002585.8045 | 3851400905.0316 | 9197984.88 | 10846265.2342 | 4338.5061 | 0.52429 | 0.48286 | 0.023116 | 0.75002 | 0.76393 | 0.82707 | 1.3219
0.25 | 0 | 750 | 21714.1004 | 6514.2301 | 15199.8703 | 17080.196 | 4621.9044 | 38.4643 | 34.2417 | 38.4643 | 34.7815 | 0 | 0.3 | 0.7 | 0.7 | 0.78659 | 0.21285 | 1 | 0 | 0.86033 | 0 | 0.87318 | 0.83878 | 1 | 0.87631 | 46113.097 | 150878.5561 | 11779680742.565 | 4122888259.8978 | 9854983.8 | 11620998.4652 | 4648.3994 | 0.54949 | 0.51735 | 0.023116 | 0.75593 | 0.76549 | 0.82876 | 1.2931
0.25 | 0 | 800 | 23160.9071 | 6948.2721 | 16212.635 | 18218.8757 | 4930.0314 | 40.2285 | 36.5244 | 40.2285 | 37.1003 | 0 | 0.3 | 0.7 | 0.7 | 0.78662 | 0.21286 | 1 | 0 | 0.86653 | 0 | 0.88002 | 0.84059 | 1 | 0.88318 | 44787.1725 | 151186.6831 | 12555358899.3256 | 4394375614.764 | 10511982.72 | 12395731.6962 | 4958.2927 | 0.57469 | 0.55184 | 0.023116 | 0.76185 | 0.76706 | 0.83044 | 1.2679
0.25 | 0 | 850 | 24607.7138 | 7382.3141 | 17225.3997 | 19357.5554 | 5238.1583 | 41.9928 | 38.8072 | 41.9928 | 39.4191 | 0 | 0.3 | 0.7 | 0.7 | 0.78665 | 0.21287 | 1 | 0 | 0.87272 | 0 | 0.88687 | 0.8424 | 1 | 0.89005 | 43461.2481 | 151494.81 | 13331037056.0862 | 4665862969.6302 | 11168981.64 | 13170464.9272 | 5268.186 | 0.5999 | 0.58633 | 0.023116 | 0.76776 | 0.76862 | 0.83213 | 1.2457
0.25 | 0 | 900 | 26054.5205 | 7816.3561 | 18238.1643 | 20496.2352 | 5546.2853 | 43.7571 | 41.09 | 43.7571 | 41.7378 | 0 | 0.3 | 0.7 | 0.7 | 0.78667 | 0.21287 | 1 | 0 | 0.87892 | 0 | 0.89371 | 0.84421 | 1 | 0.89692 | 42135.3237 | 151802.937 | 14106715212.8468 | 4937350324.4964 | 11825980.56 | 13945198.1582 | 5578.0793 | 0.6251 | 0.62082 | 0.023116 | 0.77368 | 0.77018 | 0.83382 | 1.226
0.25 | 0 | 950 | 27501.3272 | 8250.3982 | 19250.929 | 21634.9149 | 5854.4123 | 45.5214 | 43.3728 | 45.5214 | 44.0566 | 0 | 0.3 | 0.7 | 0.7 | 0.78669 | 0.21288 | 1 | 0 | 0.88512 | 0 | 0.90056 | 0.84601 | 1 | 0.90379 | 40809.3993 | 152111.064 | 14882393369.6073 | 5208837679.3626 | 12482979.48 | 14719931.3892 | 5887.9726 | 0.65031 | 0.65532 | 0.023116 | 0.77959 | 0.77175 | 0.8355 | 1.2083
0.25 | 0 | 1000 | 28948.1339 | 8684.4402 | 20263.6937 | 22773.5946 | 6162.5392 | 47.2857 | 45.6555 | 47.2857 | 46.3754 | 0 | 0.3 | 0.7 | 0.7 | 0.7867 | 0.21288 | 1 | 0 | 0.89131 | 0 | 0.9074 | 0.84782 | 1 | 0.91066 | 39483.4749 | 152419.1909 | 15658071526.3679 | 5480325034.2288 | 13139978.4 | 15494664.6202 | 6197.8658 | 0.67551 | 0.68981 | 0.023116 | 0.78551 | 0.77331 | 0.83719 | 1.1924
0.25 | 0 | 1050 | 30394.9406 | 9118.4822 | 21276.4584 | 23912.2744 | 6470.6662 | 49.05 | 47.9383 | 49.05 | 48.6941 | 0 | 0.3 | 0.7 | 0.7 | 0.78672 | 0.21289 | 1 | 0 | 0.89751 | 0 | 0.91425 | 0.84963 | 1 | 0.91753 | 38153.2784 | 152727.3179 | 16433749683.1285 | 5751812389.095 | 13796977.32 | 16269397.8512 | 6507.7591 | 0.70071 | 0.7243 | 0.023116 | 0.79143 | 0.77487 | 0.83887 | 1.178
0.25 | 0 | 1100 | 31841.7473 | 9552.5343 | 22289.2129 | 25050.9541 | 6778.7932 | 51.0129 | 50.2211 | 50.8143 | 51.0129 | 0 | 0.3 | 0.7 | 0.7 | 0.78673 | 0.21289 | 1 | 0 | 0.90371 | 0 | 0.92109 | 0.85144 | 1 | 0.9244 | 36806.0139 | 153035.4449 | 17209427839.8891 | 6023299743.9612 | 14453976.24 | 17044131.0823 | 6817.6524 | 0.72876 | 0.75879 | 0.023116 | 0.79734 | 0.77644 | 0.84056 | 1.1695
0.25 | 0 | 1150 | 33288.5539 | 10083.7679 | 23204.7861 | 26189.6338 | 7086.9201 | 53.3317 | 52.5039 | 52.5785 | 53.3317 | 0 | 0.30292 | 0.69708 | 0.69708 | 0.78675 | 0.21289 | 1 | 0 | 0.9099 | 0 | 0.92793 | 0.85325 | 1 | 0.93127 | 35428.2246 | 153343.5718 | 17985105996.6497 | 6294787098.8274 | 15110975.16 | 17818864.3133 | 7127.5457 | 0.76188 | 0.79328 | 0.023116 | 0.80326 | 0.778 | 0.84225 | 1.1695
0.25 | 0 | 1200 | 34735.3606 | 10842.2121 | 23893.1486 | 27328.3136 | 7395.0471 | 55.6504 | 54.7775 | 54.3724 | 55.6504 | 0 | 0.31214 | 0.68786 | 0.68786 | 0.78676 | 0.2129 | 1 | 0 | 0.9161 | 0 | 0.93478 | 0.85506 | 1 | 0.93814 | 34039.6583 | 153651.6988 | 18760784153.4102 | 6566274453.6936 | 15767974.08 | 18593597.5443 | 7437.439 | 0.79501 | 0.82777 | 0.023116 | 0.80917 | 0.77956 | 0.84393 | 1.1696
0.25 | 0 | 1250 | 36182.1673 | 11810.6143 | 24371.5531 | 28466.9933 | 7703.174 | 57.9692 | 57.0599 | 56.6379 | 57.9692 | 0 | 0.32642 | 0.67358 | 0.67358 | 0.78677 | 0.2129 | 1 | 0 | 0.9223 | 0 | 0.94162 | 0.85687 | 1 | 0.94501 | 32651.0921 | 153959.8257 | 19536462310.1708 | 6837761808.5598 | 16424973 | 19368330.7753 | 7747.3323 | 0.82813 | 0.86226 | 0.023116 | 0.81509 | 0.78113 | 0.84562 | 1.1696
0.25 | 0 | 1300 | 37628.974 | 13009.7702 | 24619.2039 | 29605.673 | 8011.301 | 60.288 | 59.3423 | 58.9034 | 60.288 | 0 | 0.34574 | 0.65426 | 0.65426 | 0.78678 | 0.2129 | 1 | 0 | 0.92849 | 0 | 0.94847 | 0.85867 | 1 | 0.95187 | 31262.5259 | 154267.9527 | 20312140466.9314 | 7109249163.426 | 17081971.92 | 20143064.0063 | 8057.2256 | 0.86126 | 0.89675 | 0.023116 | 0.821 | 0.78269 | 0.84731 | 1.1696
0.25 | 0 | 1350 | 39075.7807 | 14336.9603 | 24738.8205 | 30744.3528 | 8319.428 | 62.6068 | 61.6247 | 61.169 | 62.6068 | 0 | 0.3669 | 0.6331 | 0.6331 | 0.78679 | 0.2129 | 1 | 0 | 0.93469 | 1 | 0.95531 | 0.86048 | 1 | 0.95874 | 29873.9597 | 154576.0797 | 21087818623.692 | 7380736518.2922 | 17738970.84 | 20917797.2373 | 8367.1189 | 0.89438 | 0.93124 | 0.023116 | 0.82692 | 0.78425 | 0.84899 | 1.1696
0.25 | 0 | 1400 | 40522.5874 | 15719.457 | 24803.1304 | 31883.0325 | 8627.5549 | 64.9255 | 63.9071 | 63.4345 | 64.9255 | 0 | 0.38792 | 0.61208 | 0.61208 | 0.7868 | 0.21291 | 1 | 0 | 0.94096 | 1 | 0.96216 | 0.86229 | 1 | 0.96561 | 28484.8344 | 154884.2066 | 21863496780.4525 | 7652223873.1584 | 18395969.76 | 21692530.4683 | 8677.0122 | 0.92751 | 0.96573 | 0.023116 | 0.83283 | 0.78582 | 0.85068 | 1.1696
0.25 | 0 | 1450 | 41969.3941 | 17109.7619 | 24859.6322 | 33021.7122 | 8935.6819 | 67.2443 | 66.1895 | 65.7 | 67.2443 | 0 | 0.40767 | 0.59233 | 0.59233 | 0.7868 | 0.21291 | 1 | 0 | 0.94723 | 1 | 0.969 | 0.8641 | 1 | 0.97248 | 27084.1109 | 155192.3336 | 22639174937.2131 | 7923711228.0246 | 19052968.68 | 22467263.6993 | 8986.9055 | 0.96063 | 1.0002 | 0.023116 | 0.83875 | 0.78738 | 0.85236 | 1.1696
0.25 | 0 | 1500 | 43416.2008 | 18500.0668 | 24916.134 | 34160.392 | 9243.8088 | 69.5631 | 68.4719 | 67.9655 | 69.5631 | 0 | 0.42611 | 0.57389 | 0.57389 | 0.78681 | 0.21291 | 1 | 0 | 0.95349 | 1 | 0.97585 | 0.86591 | 1 | 0.97935 | 25683.3874 | 155500.4605 | 23414853093.9737 | 8195198582.8908 | 19709967.6 | 23241996.9303 | 9296.7988 | 0.99376 | 1.0347 | 0.023116 | 0.84466 | 0.78894 | 0.85405 | 1.1696
0.25 | 0 | 1550 | 44863.0075 | 19890.3717 | 24972.6358 | 35299.0717 | 9551.9358 | 71.8818 | 70.7543 | 70.231 | 71.8818 | 0 | 0.44336 | 0.55664 | 0.55664 | 0.78682 | 0.21291 | 1 | 0 | 0.95976 | 1 | 0.98 | 0.86772 | 1 | 0.98622 | 24282.6639 | 155808.5875 | 24190530634.4594 | 8466685722.0608 | 20366966.52 | 24016730.1614 | 9606.6921 | 1.0269 | 1.0692 | 0.023116 | 0.85057 | 0.79051 | 0.85574 | 1.1696
0.25 | 0 | 1600 | 46309.8142 | 21280.6766 | 25029.1376 | 36437.7514 | 9860.0628 | 74.2006 | 73.0367 | 72.4965 | 74.2006 | 0 | 0.45953 | 0.54047 | 0.54047 | 0.78683 | 0.21292 | 1 | 0 | 0.96603 | 1 | 0.98 | 0.86952 | 1 | 0.99309 | 22881.0596 | 156116.7145 | 24966206541.8583 | 8738172289.6504 | 21023965.44 | 24791463.3924 | 9916.5854 | 1.06 | 1.1037 | 0.023116 | 0.85646 | 0.79207 | 0.85742 | 1.1697
0.25 | 0 | 1650 | 47756.6209 | 22674.4426 | 25082.1783 | 37576.4311 | 10168.1897 | 76.5194 | 75.3191 | 74.7621 | 76.5194 | 0 | 0.47479 | 0.52521 | 0.52521 | 0.78683 | 0.21292 | 1 | 0 | 0.9723 | 1 | 0.98 | 0.87133 | 1 | 0.99996 | 21456.4943 | 156424.8414 | 25741877843.8634 | 9009657245.3522 | 21680964.36 | 25566196.6234 | 10226.4786 | 1.0931 | 1.1382 | 0.023116 | 0.86231 | 0.79363 | 0.85911 | 1.1697
0.25 | 0 | 1700 | 49203.4276 | 24069.7008 | 25133.7267 | 38715.1109 | 10476.3167 | 78.8381 | 77.6015 | 77.0276 | 78.8381 | 0 | 0.48919 | 0.51081 | 0.51081 | 0.78684 | 0.21292 | 1 | 0 | 0.97856 | 1 | 0.98 | 0.87314 | 1 | 1 | 20024.8233 | 156732.9684 | 26517536345.0752 | 9281137720.7763 | 22337963.28 | 26340929.8544 | 10536.3719 | 1.1263 | 1.1727 | 0.023116 | 0.86801 | 0.7952 | 0.8608 | 1.1697
0.25 | 0 | 1750 | 50650.2343 | 25465.7461 | 25184.4881 | 39853.7906 | 10784.4437 | 81.1569 | 79.8839 | 79.2931 | 81.1569 | 0 | 0.50278 | 0.49722 | 0.49722 | 0.78684 | 0.21292 | 1 | 0 | 0.98483 | 1 | 0.98 | 0.87495 | 1 | 1 | 18600.8843 | 157041.0954 | 27293178810.8248 | 9552612583.7887 | 22994962.2 | 27115663.0854 | 10846.2652 | 1.1594 | 1.2072 | 0.023116 | 0.87355 | 0.79676 | 0.86248 | 1.1697
0.25 | 0 | 1800 | 52097.041 | 26863.3126 | 25233.7284 | 40992.4703 | 11092.5706 | 83.4757 | 82.1663 | 81.5586 | 83.4757 | 0 | 0.51564 | 0.48436 | 0.48436 | 0.78685 | 0.21292 | 1 | 0 | 0.9911 | 1 | 0.98 | 0.87676 | 1 | 1 | 17204.3518 | 157349.2223 | 28068802781.7937 | 9824080973.6278 | 23651961.12 | 27890396.3164 | 11156.1585 | 1.1925 | 1.2416 | 0.023116 | 0.87888 | 0.79832 | 0.86417 | 1.1697
0.25 | 0 | 1850 | 53543.8477 | 28260.8791 | 25282.9686 | 42131.1501 | 11400.6976 | 85.7944 | 84.4487 | 83.8241 | 85.7944 | 0 | 0.52781 | 0.47219 | 0.47219 | 0.78685 | 0.21292 | 1 | 0 | 0.99736 | 1 | 0.98 | 0.87857 | 1 | 1 | 15853.9381 | 157657.3493 | 28844401941.8023 | 10095540679.6308 | 24308960.04 | 28665129.5474 | 11466.0518 | 1.2256 | 1.2761 | 0.023116 | 0.88395 | 0.79989 | 0.86586 | 1.1697
0.25 | 0 | 1900 | 54990.6543 | 29665.0531 | 25325.6013 | 43269.8298 | 11708.8245 | 88.1132 | 86.7311 | 86.0896 | 88.1132 | 0 | 0.53946 | 0.46054 | 0.46054 | 0.78686 | 0.21292 | 0.99973 | 63.0731 | 1.0065 | 0 | 0.98 | 0.87958 | 1 | 1 | 14533.6944 | 157924.1792 | 29619957308.3549 | 10366985057.9242 | 24965958.96 | 29439862.7784 | 11775.9451 | 1.272 | 1.3106 | 0.023116 | 0.88881 | 0.80124 | 0.86732 | 1.1697
0.25 | 0 | 1950 | 56437.461 | 31105.2729 | 25332.1881 | 44408.5095 | 12016.9515 | 90.432 | 88.9249 | 88.3552 | 90.432 | 0 | 0.55115 | 0.44885 | 0.44885 | 0.78686 | 0.21293 | 0.99801 | 473.9808 | 1.0155 | 0 | 0.98 | 0.88141 | 1 | 1 | 13250.7404 | 157965.7224 | 30395364229.1035 | 10638377480.1862 | 25622957.88 | 30214596.0095 | 12085.8384 | 1.3258 | 1.3451 | 0.023116 | 0.89345 | 0.80145 | 0.86754 | 1.1697
0.25 | 0 | 2000 | 57884.2677 | 32554.3714 | 25329.8963 | 45547.1893 | 12325.0785 | 92.7507 | 91.1133 | 90.6207 | 92.7507 | 0 | 0.5624 | 0.4376 | 0.4376 | 0.78687 | 0.21293 | 0.99591 | 977.4811 | 1.0234 | 0 | 0.98 | 0.88324 | 1 | 1 | 11889.5335 | 157951.7741 | 31170714735.5283 | 10909750157.4349 | 26279956.8 | 30989329.2405 | 12395.7317 | 1.3686 | 1.3796 | 0.023116 | 0.89783 | 0.80138 | 0.86746 | 1.1697
0.25 | 0.25 | 0 | 0 | 0 | 0 | 0 | 0 | 0 | 0 | 0 | 0 | 0 | 0 | 0 | 0 | 0 | 0 | 1 | 0 | 0.76223 | 0 | 0.767 | 0.81165 | 1 | 0.76489 | 58908.5585 | 146256.6517 | 144629415.6142 | 50620295.465 | 0 | 0 | 0 | 0 | 0 | 0 | 0.66421 | 0.74204 | 0.81124
0.25 | 0.25 | 50 | 1458.8067 | 437.642 | 1021.1647 | 1138.6797 | 308.127 | 13.7643 | 2.2828 | 13.7643 | 2.3188 | 0 | 0.3 | 0.7 | 0.7 | 0.78056 | 0.21122 | 1 | 0 | 0.76839 | 0 | 0.7738 | 0.81346 | 1 | 0.77167 | 58481.5834 | 146564.7787 | 920315056.6209 | 322110269.8173 | 656998.92 | 774733.231 | 267.283 | 0.19663 | 0.03449 | 0.023116 | 0.67014 | 0.74361 | 0.81294 | 6.8878
0.25 | 0.25 | 100 | 2905.6134 | 871.684 | 2033.9294 | 2277.3595 | 616.2539 | 15.5286 | 4.5656 | 15.5286 | 4.6375 | 0 | 0.3 | 0.7 | 0.7 | 0.78378 | 0.21209 | 1 | 0 | 0.77454 | 0 | 0.7806 | 0.81527 | 1 | 0.77846 | 58061.5966 | 146872.9056 | 1695993483.5655 | 593597719.2479 | 1313997.84 | 1549466.462 | 534.5659 | 0.22184 | 0.068981 | 0.023116 | 0.67602 | 0.74517 | 0.81464 | 3.9014
0.25 | 0.25 | 150 | 4352.4201 | 1305.726 | 3046.6941 | 3416.0392 | 924.3809 | 17.2929 | 6.8483 | 17.2929 | 6.9563 | 0 | 0.3 | 0.7 | 0.7 | 0.78486 | 0.21238 | 1 | 0 | 0.7807 | 0 | 0.7874 | 0.81708 | 1 | 0.78524 | 57615.5108 | 147181.0326 | 2471671910.5101 | 865085168.6785 | 1970996.76 | 2324199.693 | 801.8489 | 0.24704 | 0.10347 | 0.023116 | 0.6819 | 0.74673 | 0.81634 | 2.9004
0.25 | 0.25 | 200 | 5799.2268 | 1739.768 | 4059.4587 | 4554.7189 | 1232.5078 | 19.0571 | 9.1311 | 19.0571 | 9.2751 | 0 | 0.3 | 0.7 | 0.7 | 0.7854 | 0.21253 | 1 | 0 | 0.78685 | 0 | 0.79421 | 0.81889 | 1 | 0.79202 | 57169.4249 | 147489.1595 | 3247350337.4548 | 1136572618.1092 | 2627995.68 | 3098932.924 | 1069.1319 | 0.27224 | 0.13796 | 0.023116 | 0.68778 | 0.7483 | 0.81805 | 2.3989
0.25 | 0.25 | 250 | 7246.0335 | 2173.81 | 5072.2234 | 5693.3987 | 1540.6348 | 20.8214 | 11.4139 | 20.8214 | 11.5938 | 0 | 0.3 | 0.7 | 0.7 | 0.78573 | 0.21262 | 1 | 0 | 0.79301 | 0 | 0.80101 | 0.8207 | 1 | 0.79881 | 56723.3391 | 147797.2865 | 4023028764.3994 | 1408060067.5398 | 3284994.6 | 3873666.1551 | 1336.4148 | 0.29745 | 0.17245 | 0.023116 | 0.69366 | 0.74986 | 0.81975 | 2.0976
0.25 | 0.25 | 300 | 8692.8402 | 2607.852 | 6084.9881 | 6832.0784 | 1848.7618 | 22.5857 | 13.6967 | 22.5857 | 13.9126 | 0 | 0.3 | 0.7 | 0.7 | 0.78594 | 0.21268 | 1 | 0 | 0.79916 | 0 | 0.80781 | 0.8225 | 1 | 0.80559 | 56277.2532 | 148105.4135 | 4798707191.344 | 1679547516.9704 | 3941993.52 | 4648399.3861 | 1603.6978 | 0.32265 | 0.20694 | 0.023116 | 0.69953 | 0.75142 | 0.82145 | 1.8967
0.25 | 0.25 | 350 | 10139.6469 | 3041.8941 | 7097.7528 | 7970.7581 | 2156.8887 | 24.35 | 15.9794 | 24.35 | 16.2314 | 0 | 0.3 | 0.7 | 0.7 | 0.7861 | 0.21272 | 1 | 0 | 0.80532 | 0 | 0.81461 | 0.82431 | 1 | 0.81237 | 55831.1674 | 148413.5404 | 5574385618.2886 | 1951034966.401 | 4598992.44 | 5423132.6171 | 1870.9808 | 0.34786 | 0.24143 | 0.023116 | 0.70541 | 0.75299 | 0.82315 | 1.7531
0.25 | 0.25 | 400 | 11586.4535 | 3475.9361 | 8110.5175 | 9109.4379 | 2465.0157 | 26.1143 | 18.2622 | 26.1143 | 18.5501 | 0 | 0.3 | 0.7 | 0.7 | 0.78621 | 0.21275 | 1 | 0 | 0.81147 | 0 | 0.82142 | 0.82612 | 1 | 0.81916 | 54740.9537 | 148721.6674 | 6350064045.2332 | 2222522415.8316 | 5255991.36 | 6197865.8481 | 2138.2637 | 0.37306 | 0.27592 | 0.023116 | 0.71129 | 0.75455 | 0.82486 | 1.6453
0.25 | 0.25 | 450 | 13033.2602 | 3909.9781 | 9123.2822 | 10248.1176 | 2773.1427 | 27.8786 | 20.545 | 27.8786 | 20.8689 | 0 | 0.3 | 0.7 | 0.7 | 0.7863 | 0.21277 | 1 | 0 | 0.81763 | 0 | 0.82822 | 0.82793 | 1 | 0.82594 | 53460.2265 | 149029.7944 | 7125742472.1779 | 2494009865.2623 | 5912990.28 | 6972599.0791 | 2405.5467 | 0.39827 | 0.31041 | 0.023116 | 0.71717 | 0.75611 | 0.82656 | 1.5615
0.25 | 0.25 | 500 | 14480.0669 | 4344.0201 | 10136.0469 | 11386.7973 | 3081.2696 | 29.6428 | 22.8278 | 29.6428 | 23.1877 | 0 | 0.3 | 0.7 | 0.7 | 0.78638 | 0.21279 | 1 | 0 | 0.82378 | 0 | 0.83502 | 0.82974 | 1 | 0.83272 | 52179.4993 | 149337.9213 | 7901420899.1225 | 2765497314.6929 | 6569989.2 | 7747332.3101 | 2672.8296 | 0.42347 | 0.3449 | 0.023116 | 0.72305 | 0.75768 | 0.82826 | 1.4944
0.25 | 0.25 | 550 | 15926.8736 | 4778.0621 | 11148.8115 | 12525.477 | 3389.3966 | 31.4071 | 25.1106 | 31.4071 | 25.5065 | 0 | 0.3 | 0.7 | 0.7 | 0.78644 | 0.21281 | 1 | 0 | 0.82994 | 0 | 0.84182 | 0.83155 | 1 | 0.83951 | 50898.7721 | 149646.0483 | 8677099326.0671 | 3036984764.1235 | 7226988.12 | 8522065.5411 | 2940.1126 | 0.44867 | 0.37939 | 0.023116 | 0.72893 | 0.75924 | 0.82996 | 1.4395
0.25 | 0.25 | 600 | 17373.6803 | 5212.1041 | 12161.5762 | 13664.1568 | 3697.5235 | 33.1714 | 27.3933 | 33.1714 | 27.8252 | 0 | 0.3 | 0.7 | 0.7 | 0.78649 | 0.21282 | 1 | 0 | 0.83609 | 0 | 0.84862 | 0.83336 | 1 | 0.84629 | 49618.0449 | 149954.1752 | 9452777753.0117 | 3308472213.5541 | 7883987.04 | 9296798.7721 | 3207.3956 | 0.47388 | 0.41388 | 0.023116 | 0.73481 | 0.7608 | 0.83167 | 1.3938
0.25 | 0.25 | 650 | 18820.487 | 5646.1461 | 13174.3409 | 14802.8365 | 4005.6505 | 34.9357 | 29.6761 | 34.9357 | 30.144 | 0 | 0.3 | 0.7 | 0.7 | 0.78653 | 0.21283 | 1 | 0 | 0.84225 | 0 | 0.85543 | 0.83516 | 1 | 0.85307 | 48337.3177 | 150262.3022 | 10228456179.9564 | 3579959662.9847 | 8540985.96 | 10071532.0032 | 3474.6785 | 0.49908 | 0.44837 | 0.023116 | 0.74069 | 0.76237 | 0.83337 | 1.3551
0.25 | 0.25 | 700 | 20267.2937 | 6080.1881 | 14187.1056 | 15941.5162 | 4313.7775 | 36.7 | 31.9589 | 36.7 | 32.4628 | 0 | 0.3 | 0.7 | 0.7 | 0.78656 | 0.21284 | 1 | 0 | 0.8484 | 0 | 0.86223 | 0.83697 | 1 | 0.85986 | 47055.5643 | 150570.4292 | 11004134606.901 | 3851447112.4153 | 9197984.88 | 10846265.2342 | 3741.9615 | 0.52429 | 0.48286 | 0.023116 | 0.74657 | 0.76393 | 0.83507 | 1.3219
0.25 | 0.25 | 750 | 21714.1004 | 6514.2301 | 15199.8703 | 17080.196 | 4621.9044 | 38.4643 | 34.2417 | 38.4643 | 34.7815 | 0 | 0.3 | 0.7 | 0.7 | 0.78659 | 0.21285 | 1 | 0 | 0.85456 | 0 | 0.86903 | 0.83878 | 1 | 0.86664 | 45755.9328 | 150878.5561 | 11779813033.8456 | 4122934561.846 | 9854983.8 | 11620998.4652 | 4009.2445 | 0.54949 | 0.51735 | 0.023116 | 0.75244 | 0.76549 | 0.83677 | 1.2931
0.25 | 0.25 | 800 | 23160.9071 | 6948.2721 | 16212.635 | 18218.8757 | 4930.0314 | 40.2285 | 36.5244 | 40.2285 | 37.1003 | 0 | 0.3 | 0.7 | 0.7 | 0.78662 | 0.21286 | 1 | 0 | 0.86071 | 0 | 0.87583 | 0.84059 | 1 | 0.87343 | 44429.2789 | 151186.6831 | 12555491460.7902 | 4394422011.2766 | 10511982.72 | 12395731.6962 | 4276.5274 | 0.57469 | 0.55184 | 0.023116 | 0.75832 | 0.76706 | 0.83848 | 1.2679
0.25 | 0.25 | 850 | 24607.7138 | 7382.3141 | 17225.3997 | 19357.5554 | 5238.1583 | 41.9928 | 38.8072 | 41.9928 | 39.4191 | 0 | 0.3 | 0.7 | 0.7 | 0.78665 | 0.21287 | 1 | 0 | 0.86687 | 0 | 0.88264 | 0.8424 | 1 | 0.88021 | 43102.625 | 151494.81 | 13331169887.7348 | 4665909460.7072 | 11168981.64 | 13170464.9272 | 4543.8104 | 0.5999 | 0.58633 | 0.023116 | 0.7642 | 0.76862 | 0.84018 | 1.2457
0.25 | 0.25 | 900 | 26054.5205 | 7816.3561 | 18238.1643 | 20496.2352 | 5546.2853 | 43.7571 | 41.09 | 43.7571 | 41.7378 | 0 | 0.3 | 0.7 | 0.7 | 0.78667 | 0.21287 | 1 | 0 | 0.87302 | 0 | 0.88944 | 0.84421 | 1 | 0.88699 | 41775.9711 | 151802.937 | 14106848314.6795 | 4937396910.1378 | 11825980.56 | 13945198.1582 | 4811.0934 | 0.6251 | 0.62082 | 0.023116 | 0.77008 | 0.77018 | 0.84188 | 1.226
0.25 | 0.25 | 950 | 27501.3272 | 8250.3982 | 19250.929 | 21634.9149 | 5854.4123 | 45.5214 | 43.3728 | 45.5214 | 44.0566 | 0 | 0.3 | 0.7 | 0.7 | 0.78669 | 0.21288 | 1 | 0 | 0.87918 | 0 | 0.89624 | 0.84601 | 1 | 0.89378 | 40449.3172 | 152111.064 | 14882526741.6241 | 5208884359.5684 | 12482979.48 | 14719931.3892 | 5078.3763 | 0.65031 | 0.65532 | 0.023116 | 0.77596 | 0.77175 | 0.84358 | 1.2083
0.25 | 0.25 | 1000 | 28948.1339 | 8684.4402 | 20263.6937 | 22773.5946 | 6162.5392 | 47.2857 | 45.6555 | 47.2857 | 46.3754 | 0 | 0.3 | 0.7 | 0.7 | 0.7867 | 0.21288 | 1 | 0 | 0.88533 | 0 | 0.90304 | 0.84782 | 1 | 0.90056 | 39122.0693 | 152419.1909 | 15658205168.5687 | 5480371808.999 | 13139978.4 | 15494664.6202 | 5345.6593 | 0.67551 | 0.68981 | 0.023116 | 0.78184 | 0.77331 | 0.84529 | 1.1924
0.25 | 0.25 | 1050 | 30394.9406 | 9118.4822 | 21276.4584 | 23912.2744 | 6470.6662 | 49.05 | 47.9383 | 49.05 | 48.6941 | 0 | 0.3 | 0.7 | 0.7 | 0.78672 | 0.21289 | 1 | 0 | 0.89149 | 0 | 0.90985 | 0.84963 | 1 | 0.90734 | 37790.4366 | 152727.3179 | 16433883595.5133 | 5751859258.4297 | 13796977.32 | 16269397.8512 | 5612.9423 | 0.70071 | 0.7243 | 0.023116 | 0.78772 | 0.77487 | 0.84699 | 1.178
0.25 | 0.25 | 1100 | 31841.7473 | 9556.8731 | 22284.8741 | 25050.9541 | 6778.7932 | 51.0129 | 50.2211 | 50.8143 | 51.0129 | 0 | 0.30014 | 0.69986 | 0.69986 | 0.78673 | 0.21289 | 1 | 0 | 0.89764 | 0 | 0.91665 | 0.85144 | 1 | 0.91413 | 36433.8928 | 153035.4449 | 17209562022.4579 | 6023346707.8603 | 14453976.24 | 17044131.0823 | 5880.2252 | 0.72876 | 0.75879 | 0.023116 | 0.7936 | 0.77644 | 0.84869 | 1.1695
0.25 | 0.25 | 1150 | 33288.5539 | 10184.1321 | 23104.4218 | 26189.6338 | 7086.9201 | 53.3317 | 52.5039 | 52.5785 | 53.3317 | 0 | 0.30593 | 0.69407 | 0.69407 | 0.78675 | 0.21289 | 1 | 0 | 0.9038 | 0 | 0.92345 | 0.85325 | 1 | 0.92091 | 35048.8406 | 153343.5718 | 17985240449.4026 | 6294834157.2909 | 15110975.16 | 17818864.3133 | 6147.5082 | 0.76188 | 0.79328 | 0.023116 | 0.79947 | 0.778 | 0.85039 | 1.1695
0.25 | 0.25 | 1200 | 34735.3606 | 11018.3013 | 23717.0594 | 27328.3136 | 7395.0471 | 55.6504 | 54.7775 | 54.3724 | 55.6504 | 0 | 0.31721 | 0.68279 | 0.68279 | 0.78676 | 0.2129 | 1 | 0 | 0.90995 | 0 | 0.93025 | 0.85506 | 1 | 0.92769 | 33659.5104 | 153651.6988 | 18760918876.3472 | 6566321606.7215 | 15767974.08 | 18593597.5443 | 6414.7912 | 0.79501 | 0.82777 | 0.023116 | 0.80535 | 0.77956 | 0.8521 | 1.1696
0.25 | 0.25 | 1250 | 36182.1673 | 12082.3621 | 24099.8052 | 28466.9933 | 7703.174 | 57.9692 | 57.0599 | 56.6379 | 57.9692 | 0 | 0.33393 | 0.66607 | 0.66607 | 0.78677 | 0.2129 | 1 | 0 | 0.91611 | 0 | 0.93705 | 0.85687 | 1 | 0.93448 | 32270.1802 | 153959.8257 | 19536597303.2918 | 6837809056.1521 | 16424973 | 19368330.7753 | 6682.0741 | 0.82813 | 0.86226 | 0.023116 | 0.81123 | 0.78113 | 0.8538 | 1.1696
0.25 | 0.25 | 1300 | 37628.974 | 13354.5357 | 24274.4383 | 29605.673 | 8011.301 | 60.288 | 59.3423 | 58.9034 | 60.288 | 0 | 0.3549 | 0.6451 | 0.6451 | 0.78678 | 0.2129 | 1 | 0 | 0.92226 | 0 | 0.94386 | 0.85867 | 1 | 0.94126 | 30880.8501 | 154267.9527 | 20312275730.2364 | 7109296505.5828 | 17081971.92 | 20143064.0063 | 6949.3571 | 0.86126 | 0.89675 | 0.023116 | 0.81711 | 0.78269 | 0.8555 | 1.1696
0.25 | 0.25 | 1350 | 39075.7807 | 14711.493 | 24364.2877 | 30744.3528 | 8319.428 | 62.6068 | 61.6247 | 61.169 | 62.6068 | 0 | 0.37649 | 0.62351 | 0.62351 | 0.78679 | 0.2129 | 1 | 0 | 0.92842 | 1 | 0.95066 | 0.86048 | 1 | 0.94805 | 29491.5199 | 154576.0797 | 21087954157.181 | 7380783955.0134 | 17738970.84 | 20917797.2373 | 7216.64 | 0.89438 | 0.93124 | 0.023116 | 0.82299 | 0.78425 | 0.8572 | 1.1696
0.25 | 0.25 | 1400 | 40522.5874 | 16101.3724 | 24421.215 | 31883.0325 | 8627.5549 | 64.9255 | 63.9071 | 63.4345 | 64.9255 | 0 | 0.39734 | 0.60266 | 0.60266 | 0.7868 | 0.21291 | 1 | 0 | 0.93465 | 1 | 0.95746 | 0.86229 | 1 | 0.95483 | 28098.3732 | 154884.2066 | 21863632584.1257 | 7652271404.444 | 18395969.76 | 21692530.4683 | 7483.923 | 0.92751 | 0.96573 | 0.023116 | 0.82887 | 0.78582 | 0.85891 | 1.1696
0.25 | 0.25 | 1450 | 41969.3941 | 17491.6279 | 24477.7662 | 33021.7122 | 8935.6819 | 67.2443 | 66.1895 | 65.7 | 67.2443 | 0 | 0.41677 | 0.58323 | 0.58323 | 0.7868 | 0.21291 | 1 | 0 | 0.94087 | 1 | 0.96426 | 0.8641 | 1 | 0.96161 | 26696.8791 | 155192.3336 | 22639311011.0703 | 7923758853.8746 | 19052968.68 | 22467263.6993 | 7751.206 | 0.96063 | 1.0002 | 0.023116 | 0.83475 | 0.78738 | 0.86061 | 1.1696
0.25 | 0.25 | 1500 | 43416.2008 | 18882.3213 | 24533.8795 | 34160.392 | 9243.8088 | 69.5631 | 68.4719 | 67.9655 | 69.5631 | 0 | 0.43491 | 0.56509 | 0.56509 | 0.78681 | 0.21291 | 1 | 0 | 0.9471 | 1 | 0.97107 | 0.86591 | 1 | 0.9684 | 25295.3849 | 155500.4605 | 23414989438.0149 | 8195246303.3052 | 19709967.6 | 23241996.9303 | 8018.4889 | 0.99376 | 1.0347 | 0.023116 | 0.84063 | 0.78894 | 0.86231 | 1.1696
0.25 | 0.25 | 1550 | 44863.0075 | 20273.3956 | 24589.6119 | 35299.0717 | 9551.9358 | 71.8818 | 70.7543 | 70.231 | 71.8818 | 0 | 0.4519 | 0.5481 | 0.5481 | 0.78682 | 0.21291 | 1 | 0 | 0.95332 | 1 | 0.97787 | 0.86772 | 1 | 0.97518 | 23893.8907 | 155808.5875 | 24190667864.9595 | 8466733752.7358 | 20366966.52 | 24016730.1614 | 8285.7719 | 1.0269 | 1.0692 | 0.023116 | 0.84651 | 0.79051 | 0.86401 | 1.1696
0.25 | 0.25 | 1600 | 46309.8142 | 21666.9775 | 24642.8367 | 36437.7514 | 9860.0628 | 74.2006 | 73.0367 | 72.4965 | 74.2006 | 0 | 0.46787 | 0.53213 | 0.53213 | 0.78683 | 0.21292 | 1 | 0 | 0.95954 | 1 | 0.98 | 0.86952 | 1 | 0.98196 | 22486.2633 | 156116.7145 | 24966345147.6794 | 8738220801.6878 | 21023965.44 | 24791463.3924 | 8553.0549 | 1.06 | 1.1037 | 0.023116 | 0.85237 | 0.79207 | 0.86572 | 1.1697
0.25 | 0.25 | 1650 | 47756.6209 | 23063.0052 | 24693.6157 | 37576.4311 | 10168.1897 | 76.5194 | 75.3191 | 74.7621 | 76.5194 | 0 | 0.48293 | 0.51707 | 0.51707 | 0.78683 | 0.21292 | 1 | 0 | 0.96577 | 1 | 0.98 | 0.87133 | 1 | 0.98875 | 21056.3738 | 156424.8414 | 25742020693.0202 | 9009707242.5571 | 21680964.36 | 25566196.6234 | 8820.3378 | 1.0931 | 1.1382 | 0.023116 | 0.85822 | 0.79363 | 0.86742 | 1.1697
0.25 | 0.25 | 1700 | 49203.4276 | 24459.5116 | 24743.9159 | 38715.1109 | 10476.3167 | 78.8381 | 77.6015 | 77.0276 | 78.8381 | 0 | 0.49711 | 0.50289 | 0.50289 | 0.78684 | 0.21292 | 1 | 0 | 0.97199 | 1 | 0.98 | 0.87314 | 1 | 0.99553 | 19618.7204 | 156732.9684 | 26517689542.7434 | 9281191339.9602 | 22337963.28 | 26340929.8544 | 9087.6208 | 1.1263 | 1.1727 | 0.023116 | 0.864 | 0.7952 | 0.86912 | 1.1697
0.25 | 0.25 | 1750 | 50650.2343 | 25857.8475 | 24792.3868 | 39853.7906 | 10784.4437 | 81.1569 | 79.8839 | 79.2931 | 81.1569 | 0 | 0.51052 | 0.48948 | 0.48948 | 0.78684 | 0.21292 | 1 | 0 | 0.97822 | 1 | 0.98 | 0.87495 | 1 | 1 | 18182.7495 | 157041.0954 | 27293343575.3605 | 9552670251.3762 | 22994962.2 | 27115663.0854 | 9354.9038 | 1.1594 | 1.2072 | 0.023116 | 0.86962 | 0.79676 | 0.87082 | 1.1697
0.25 | 0.25 | 1800 | 52097.041 | 27256.1833 | 24840.8576 | 40992.4703 | 11092.5706 | 83.4757 | 82.1663 | 81.5586 | 83.4757 | 0 | 0.52318 | 0.47682 | 0.47682 | 0.78685 | 0.21292 | 1 | 0 | 0.98444 | 1 | 0.98 | 0.87676 | 1 | 1 | 16751.6653 | 157349.2223 | 28068980909.9703 | 9824143318.4896 | 23651961.12 | 27890396.3164 | 9622.1867 | 1.1925 | 1.2416 | 0.023116 | 0.87506 | 0.79832 | 0.87253 | 1.1697
0.25 | 0.25 | 1850 | 53543.8477 | 28654.5192 | 24889.3285 | 42131.1501 | 11400.6976 | 85.7944 | 84.4487 | 83.8241 | 85.7944 | 0 | 0.53516 | 0.46484 | 0.46484 | 0.78685 | 0.21292 | 1 | 0 | 0.99067 | 1 | 0.98 | 0.87857 | 1 | 1 | 15333.3878 | 157657.3493 | 28844599056.2854 | 10095609669.6999 | 24308960.04 | 28665129.5474 | 9889.4697 | 1.2256 | 1.2761 | 0.023116 | 0.8803 | 0.79989 | 0.87423 | 1.1697
0.25 | 0.25 | 1900 | 54990.6543 | 30052.855 | 24937.7993 | 43269.8298 | 11708.8245 | 88.1132 | 86.7311 | 86.0896 | 88.1132 | 0 | 0.54651 | 0.45349 | 0.45349 | 0.78686 | 0.21292 | 1 | 0 | 0.99689 | 1 | 0.98 | 0.88038 | 1 | 1 | 13934.1994 | 157965.4762 | 29620192406.3294 | 10367067342.2153 | 24965958.96 | 29439862.7784 | 10156.7527 | 1.2588 | 1.3106 | 0.023116 | 0.88528 | 0.80145 | 0.87593 | 1.1697
0.25 | 0.25 | 1950 | 56437.461 | 31467.933 | 24969.528 | 44408.5095 | 12016.9515 | 90.432 | 89.0045 | 88.3552 | 90.432 | 0 | 0.55757 | 0.44243 | 0.44243 | 0.78686 | 0.21293 | 0.99931 | 163.6222 | 1.0078 | 0 | 0.98 | 0.88141 | 1 | 1 | 12541.0416 | 158167.304 | 30395708015.2233 | 10638497805.3282 | 25622957.88 | 30214596.0095 | 10424.0356 | 1.3109 | 1.3451 | 0.023116 | 0.89007 | 0.80247 | 0.87705 | 1.1697
0.25 | 0.25 | 2000 | 57884.2677 | 32911.1088 | 24973.1589 | 45547.1893 | 12325.0785 | 92.7507 | 91.1197 | 90.6207 | 92.7507 | 0 | 0.56857 | 0.43143 | 0.43143 | 0.78687 | 0.21293 | 0.99746 | 607.5043 | 1.0155 | 0 | 0.98 | 0.88324 | 1 | 1 | 11012.8177 | 158190.7328 | 31171096480.814 | 10909883768.2849 | 26279956.8 | 30989329.2405 | 10691.3186 | 1.3632 | 1.3796 | 0.023116 | 0.8946 | 0.80259 | 0.87717 | 1.1697
0.25 | 0.5 | 0 | 0 | 0 | 0 | 0 | 0 | 0 | 0 | 0 | 0 | 0 | 0 | 0 | 0 | 0 | 0 | 1 | 0 | 0.75715 | 0 | 0.76353 | 0.81165 | 1 | 0.75671 | 58800.1728 | 146256.6517 | 144757654.1341 | 50665178.9469 | 0 | 0 | 0 | 0 | 0 | 0 | 0.66131 | 0.74204 | 0.81942
0.25 | 0.5 | 50 | 1458.8067 | 437.642 | 1021.1647 | 1138.6797 | 308.127 | 13.7643 | 2.2828 | 13.7643 | 2.3188 | 0 | 0.3 | 0.7 | 0.7 | 0.78056 | 0.21122 | 1 | 0 | 0.76326 | 0 | 0.77029 | 0.81346 | 1 | 0.76341 | 58372.9718 | 146564.7787 | 920443565.3248 | 322155247.8637 | 656998.92 | 774733.231 | 224.6726 | 0.19663 | 0.03449 | 0.023116 | 0.6672 | 0.74361 | 0.82114 | 6.8878
0.25 | 0.5 | 100 | 2905.6134 | 871.684 | 2033.9294 | 2277.3595 | 616.2539 | 15.5286 | 4.5656 | 15.5286 | 4.6375 | 0 | 0.3 | 0.7 | 0.7 | 0.78378 | 0.21209 | 1 | 0 | 0.76938 | 0 | 0.77705 | 0.81527 | 1 | 0.77011 | 57944.527 | 146872.9056 | 1696122262.4535 | 593642791.8587 | 1313997.84 | 1549466.462 | 449.3453 | 0.22184 | 0.068981 | 0.023116 | 0.67304 | 0.74517 | 0.82286 | 3.9014
0.25 | 0.5 | 150 | 4352.4201 | 1305.726 | 3046.6941 | 3416.0392 | 924.3809 | 17.2929 | 6.8483 | 17.2929 | 6.9563 | 0 | 0.3 | 0.7 | 0.7 | 0.78486 | 0.21238 | 1 | 0 | 0.77549 | 0 | 0.78381 | 0.81708 | 1 | 0.77681 | 57498.1969 | 147181.0326 | 2471800959.5821 | 865130335.8537 | 1970996.76 | 2324199.693 | 674.0179 | 0.24704 | 0.10347 | 0.023116 | 0.67889 | 0.74673 | 0.82458 | 2.9004
0.25 | 0.5 | 200 | 5799.2268 | 1739.768 | 4059.4587 | 4554.7189 | 1232.5078 | 19.0571 | 9.1311 | 19.0571 | 9.2751 | 0 | 0.3 | 0.7 | 0.7 | 0.7854 | 0.21253 | 1 | 0 | 0.78161 | 0 | 0.79057 | 0.81889 | 1 | 0.78351 | 57051.8668 | 147489.1595 | 3247479656.7108 | 1136617879.8488 | 2627995.68 | 3098932.924 | 898.6905 | 0.27224 | 0.13796 | 0.023116 | 0.68473 | 0.7483 | 0.8263 | 2.3989
0.25 | 0.5 | 250 | 7246.0335 | 2173.81 | 5072.2234 | 5693.3987 | 1540.6348 | 20.8214 | 11.4139 | 20.8214 | 11.5938 | 0 | 0.3 | 0.7 | 0.7 | 0.78573 | 0.21262 | 1 | 0 | 0.78772 | 0 | 0.79733 | 0.8207 | 1 | 0.79021 | 56605.5367 | 147797.2865 | 4023158353.8395 | 1408105423.8438 | 3284994.6 | 3873666.1551 | 1123.3632 | 0.29745 | 0.17245 | 0.023116 | 0.69057 | 0.74986 | 0.82802 | 2.0976
0.25 | 0.5 | 300 | 8692.8402 | 2607.852 | 6084.9881 | 6832.0784 | 1848.7618 | 22.5857 | 13.6967 | 22.5857 | 13.9126 | 0 | 0.3 | 0.7 | 0.7 | 0.78594 | 0.21268 | 1 | 0 | 0.79383 | 0 | 0.80409 | 0.8225 | 1 | 0.79691 | 56159.2066 | 148105.4135 | 4798837050.9681 | 1679592967.8388 | 3941993.52 | 4648399.3861 | 1348.0358 | 0.32265 | 0.20694 | 0.023116 | 0.69642 | 0.75142 | 0.82974 | 1.8967
0.25 | 0.5 | 350 | 10139.6469 | 3041.8941 | 7097.7528 | 7970.7581 | 2156.8887 | 24.35 | 15.9794 | 24.35 | 16.2314 | 0 | 0.3 | 0.7 | 0.7 | 0.7861 | 0.21272 | 1 | 0 | 0.79995 | 0 | 0.81085 | 0.82431 | 1 | 0.80362 | 55681.8607 | 148413.5404 | 5574515748.0968 | 1951080511.8339 | 4598992.44 | 5423132.6171 | 1572.7085 | 0.34786 | 0.24143 | 0.023116 | 0.70226 | 0.75299 | 0.83146 | 1.7531
0.25 | 0.5 | 400 | 11586.4535 | 3475.9361 | 8110.5175 | 9109.4379 | 2465.0157 | 26.1143 | 18.2622 | 26.1143 | 18.5501 | 0 | 0.3 | 0.7 | 0.7 | 0.78621 | 0.21275 | 1 | 0 | 0.80606 | 0 | 0.81761 | 0.82612 | 1 | 0.81032 | 54400.4294 | 148721.6674 | 6350194445.2255 | 2222568055.8289 | 5255991.36 | 6197865.8481 | 1797.3811 | 0.37306 | 0.27592 | 0.023116 | 0.7081 | 0.75455 | 0.83318 | 1.6453
0.25 | 0.5 | 450 | 13033.2602 | 3909.9781 | 9123.2822 | 10248.1176 | 2773.1427 | 27.8786 | 20.545 | 27.8786 | 20.8689 | 0 | 0.3 | 0.7 | 0.7 | 0.7863 | 0.21277 | 1 | 0 | 0.81218 | 0 | 0.82438 | 0.82793 | 1 | 0.81702 | 53118.9982 | 149029.7944 | 7125873142.3541 | 2494055599.8239 | 5912990.28 | 6972599.0791 | 2022.0537 | 0.39827 | 0.31041 | 0.023116 | 0.71394 | 0.75611 | 0.8349 | 1.5615
0.25 | 0.5 | 500 | 14480.0669 | 4344.0201 | 10136.0469 | 11386.7973 | 3081.2696 | 29.6428 | 22.8278 | 29.6428 | 23.1877 | 0 | 0.3 | 0.7 | 0.7 | 0.78638 | 0.21279 | 1 | 0 | 0.81829 | 0 | 0.83114 | 0.82974 | 1 | 0.82372 | 51837.5669 | 149337.9213 | 7901551839.4828 | 2765543143.819 | 6569989.2 | 7747332.3101 | 2246.7264 | 0.42347 | 0.3449 | 0.023116 | 0.71979 | 0.75768 | 0.83662 | 1.4944
0.25 | 0.5 | 550 | 15926.8736 | 4778.0621 | 11148.8115 | 12525.477 | 3389.3966 | 31.4071 | 25.1106 | 31.4071 | 25.5065 | 0 | 0.3 | 0.7 | 0.7 | 0.78644 | 0.21281 | 1 | 0 | 0.8244 | 0 | 0.8379 | 0.83155 | 1 | 0.83042 | 50556.1356 | 149646.0483 | 8677230536.6115 | 3037030687.814 | 7226988.12 | 8522065.5411 | 2471.399 | 0.44867 | 0.37939 | 0.023116 | 0.72563 | 0.75924 | 0.83834 | 1.4395
0.25 | 0.5 | 600 | 17373.6803 | 5212.1041 | 12161.5762 | 13664.1568 | 3697.5235 | 33.1714 | 27.3933 | 33.1714 | 27.8252 | 0 | 0.3 | 0.7 | 0.7 | 0.78649 | 0.21282 | 1 | 0 | 0.83052 | 0 | 0.84466 | 0.83336 | 1 | 0.83712 | 49274.7044 | 149954.1752 | 9452909233.7401 | 3308518231.809 | 7883987.04 | 9296798.7721 | 2696.0716 | 0.47388 | 0.41388 | 0.023116 | 0.73147 | 0.7608 | 0.84006 | 1.3938
0.25 | 0.5 | 650 | 18820.487 | 5646.1461 | 13174.3409 | 14802.8365 | 4005.6505 | 34.9357 | 29.6761 | 34.9357 | 30.144 | 0 | 0.3 | 0.7 | 0.7 | 0.78653 | 0.21283 | 1 | 0 | 0.83663 | 0 | 0.85142 | 0.83516 | 1 | 0.84382 | 47993.2731 | 150262.3022 | 10228587930.8688 | 3580005775.8041 | 8540985.96 | 10071532.0032 | 2920.7443 | 0.49908 | 0.44837 | 0.023116 | 0.73732 | 0.76237 | 0.84178 | 1.3551
0.25 | 0.5 | 700 | 20267.2937 | 6080.1881 | 14187.1056 | 15941.5162 | 4313.7775 | 36.7 | 31.9589 | 36.7 | 32.4628 | 0 | 0.3 | 0.7 | 0.7 | 0.78656 | 0.21284 | 1 | 0 | 0.84275 | 0 | 0.85818 | 0.83697 | 1 | 0.85052 | 46710.1563 | 150570.4292 | 11004266627.9975 | 3851493319.7991 | 9197984.88 | 10846265.2342 | 3145.4169 | 0.52429 | 0.48286 | 0.023116 | 0.74316 | 0.76393 | 0.8435 | 1.3219
0.25 | 0.5 | 750 | 21714.1004 | 6514.2301 | 15199.8703 | 17080.196 | 4621.9044 | 38.4643 | 34.2417 | 38.4643 | 34.7815 | 0 | 0.3 | 0.7 | 0.7 | 0.78659 | 0.21285 | 1 | 0 | 0.84886 | 0 | 0.86494 | 0.83878 | 1 | 0.85722 | 45398.7686 | 150878.5561 | 11779945325.1261 | 4122980863.7941 | 9854983.8 | 11620998.4652 | 3370.0896 | 0.54949 | 0.51735 | 0.023116 | 0.749 | 0.76549 | 0.84521 | 1.2931
0.25 | 0.5 | 800 | 23160.9071 | 6948.2721 | 16212.635 | 18218.8757 | 4930.0314 | 40.2285 | 36.5244 | 40.2285 | 37.1003 | 0 | 0.3 | 0.7 | 0.7 | 0.78662 | 0.21286 | 1 | 0 | 0.85497 | 0 | 0.8717 | 0.84059 | 1 | 0.86392 | 44071.3852 | 151186.6831 | 12555624022.2548 | 4394468407.7892 | 10511982.72 | 12395731.6962 | 3594.7622 | 0.57469 | 0.55184 | 0.023116 | 0.75484 | 0.76706 | 0.84693 | 1.2679
0.25 | 0.5 | 850 | 24607.7138 | 7382.3141 | 17225.3997 | 19357.5554 | 5238.1583 | 41.9928 | 38.8072 | 41.9928 | 39.4191 | 0 | 0.3 | 0.7 | 0.7 | 0.78665 | 0.21287 | 1 | 0 | 0.86109 | 0 | 0.87846 | 0.8424 | 1 | 0.87062 | 42744.0018 | 151494.81 | 13331302719.3835 | 4665955951.7842 | 11168981.64 | 13170464.9272 | 3819.4348 | 0.5999 | 0.58633 | 0.023116 | 0.76069 | 0.76862 | 0.84865 | 1.2457
0.25 | 0.5 | 900 | 26054.5205 | 7816.3561 | 18238.1643 | 20496.2352 | 5546.2853 | 43.7571 | 41.09 | 43.7571 | 41.7378 | 0 | 0.3 | 0.7 | 0.7 | 0.78667 | 0.21287 | 1 | 0 | 0.8672 | 0 | 0.88522 | 0.84421 | 1 | 0.87732 | 41416.6184 | 151802.937 | 14106981416.5121 | 4937443495.7792 | 11825980.56 | 13945198.1582 | 4044.1075 | 0.6251 | 0.62082 | 0.023116 | 0.76653 | 0.77018 | 0.85037 | 1.226
0.25 | 0.5 | 950 | 27501.3272 | 8250.3982 | 19250.929 | 21634.9149 | 5854.4123 | 45.5214 | 43.3728 | 45.5214 | 44.0566 | 0 | 0.3 | 0.7 | 0.7 | 0.78669 | 0.21288 | 1 | 0 | 0.87332 | 0 | 0.89198 | 0.84601 | 1 | 0.88402 | 40089.235 | 152111.064 | 14882660113.6408 | 5208931039.7743 | 12482979.48 | 14719931.3892 | 4268.7801 | 0.65031 | 0.65532 | 0.023116 | 0.77237 | 0.77175 | 0.85209 | 1.2083
0.25 | 0.5 | 1000 | 28948.1339 | 8684.4402 | 20263.6937 | 22773.5946 | 6162.5392 | 47.2857 | 45.6555 | 47.2857 | 46.3754 | 0 | 0.3 | 0.7 | 0.7 | 0.7867 | 0.21288 | 1 | 0 | 0.87943 | 0 | 0.89874 | 0.84782 | 1 | 0.89072 | 38759.9597 | 152419.1909 | 15658338810.7695 | 5480418583.7693 | 13139978.4 | 15494664.6202 | 4493.4527 | 0.67551 | 0.68981 | 0.023116 | 0.77822 | 0.77331 | 0.85381 | 1.1924
0.25 | 0.5 | 1050 | 30394.9406 | 9118.4822 | 21276.4584 | 23912.2744 | 6470.6662 | 49.05 | 47.9383 | 49.05 | 48.6941 | 0 | 0.3 | 0.7 | 0.7 | 0.78672 | 0.21289 | 1 | 0 | 0.88554 | 0 | 0.9055 | 0.84963 | 1 | 0.89742 | 37426.9097 | 152727.3179 | 16434017507.8981 | 5751906127.7643 | 13796977.32 | 16269397.8512 | 4718.1254 | 0.70071 | 0.7243 | 0.023116 | 0.78406 | 0.77487 | 0.85553 | 1.178
0.25 | 0.5 | 1100 | 31841.7473 | 9595.0632 | 22246.684 | 25050.9541 | 6778.7932 | 51.0129 | 50.2211 | 50.8143 | 51.0129 | 0 | 0.30134 | 0.69866 | 0.69866 | 0.78673 | 0.21289 | 1 | 0 | 0.89166 | 0 | 0.91226 | 0.85144 | 1 | 0.90412 | 36059.5508 | 153035.4449 | 17209696205.0268 | 6023393671.7594 | 14453976.24 | 17044131.0823 | 4942.798 | 0.72876 | 0.75879 | 0.023116 | 0.7899 | 0.77644 | 0.85725 | 1.1695
0.25 | 0.5 | 1150 | 33288.5539 | 10312.2741 | 22976.2799 | 26189.6338 | 7086.9201 | 53.3317 | 52.5039 | 52.5785 | 53.3317 | 0 | 0.30978 | 0.69022 | 0.69022 | 0.78675 | 0.21289 | 1 | 0 | 0.89777 | 0 | 0.91902 | 0.85325 | 1 | 0.91082 | 34669.4567 | 153343.5718 | 17985374902.1555 | 6294881215.7544 | 15110975.16 | 17818864.3133 | 5167.4707 | 0.76188 | 0.79328 | 0.023116 | 0.79574 | 0.778 | 0.85897 | 1.1695
0.25 | 0.5 | 1200 | 34735.3606 | 11232.6466 | 23502.714 | 27328.3136 | 7395.0471 | 55.6504 | 54.7775 | 54.3724 | 55.6504 | 0 | 0.32338 | 0.67662 | 0.67662 | 0.78676 | 0.2129 | 1 | 0 | 0.90389 | 0 | 0.92579 | 0.85506 | 1 | 0.91752 | 33279.3625 | 153651.6988 | 18761053599.2841 | 6566368759.7495 | 15767974.08 | 18593597.5443 | 5392.1433 | 0.79501 | 0.82777 | 0.023116 | 0.80159 | 0.77956 | 0.86069 | 1.1696
0.25 | 0.5 | 1250 | 36182.1673 | 12396.4563 | 23785.711 | 28466.9933 | 7703.174 | 57.9692 | 57.0599 | 56.6379 | 57.9692 | 0 | 0.34261 | 0.65739 | 0.65739 | 0.78677 | 0.2129 | 1 | 0 | 0.91 | 0 | 0.93255 | 0.85687 | 1 | 0.92422 | 31889.2684 | 153959.8257 | 19536732296.4128 | 6837856303.7445 | 16424973 | 19368330.7753 | 5616.8159 | 0.82813 | 0.86226 | 0.023116 | 0.80743 | 0.78113 | 0.86241 | 1.1696
0.25 | 0.5 | 1300 | 37628.974 | 13714.5601 | 23914.414 | 29605.673 | 8011.301 | 60.288 | 59.3423 | 58.9034 | 60.288 | 0 | 0.36447 | 0.63553 | 0.63553 | 0.78678 | 0.2129 | 1 | 0 | 0.91611 | 0 | 0.93931 | 0.85867 | 1 | 0.93092 | 30499.1742 | 154267.9527 | 20312410993.5415 | 7109343847.7395 | 17081971.92 | 20143064.0063 | 5841.4886 | 0.86126 | 0.89675 | 0.023116 | 0.81327 | 0.78269 | 0.86413 | 1.1696
0.25 | 0.5 | 1350 | 39075.7807 | 15093.9443 | 23981.8364 | 30744.3528 | 8319.428 | 62.6068 | 61.6247 | 61.169 | 62.6068 | 0 | 0.38627 | 0.61373 | 0.61373 | 0.78679 | 0.2129 | 1 | 0 | 0.92223 | 1 | 0.94607 | 0.86048 | 1 | 0.93762 | 29109.0801 | 154576.0797 | 21088089690.6702 | 7380831391.7346 | 17738970.84 | 20917797.2373 | 6066.1612 | 0.89438 | 0.93124 | 0.023116 | 0.81912 | 0.78425 | 0.86585 | 1.1696
0.25 | 0.5 | 1400 | 40522.5874 | 16484.5621 | 24038.0254 | 31883.0325 | 8627.5549 | 64.9255 | 63.9071 | 63.4345 | 64.9255 | 0 | 0.4068 | 0.5932 | 0.5932 | 0.7868 | 0.21291 | 1 | 0 | 0.92841 | 1 | 0.95283 | 0.86229 | 1 | 0.94432 | 27711.9121 | 154884.2066 | 21863768387.7988 | 7652318935.7296 | 18395969.76 | 21692530.4683 | 6290.8338 | 0.92751 | 0.96573 | 0.023116 | 0.82496 | 0.78582 | 0.86757 | 1.1696
0.25 | 0.5 | 1450 | 41969.3941 | 17875.1798 | 24094.2143 | 33021.7122 | 8935.6819 | 67.2443 | 66.1895 | 65.7 | 67.2443 | 0 | 0.42591 | 0.57409 | 0.57409 | 0.7868 | 0.21291 | 1 | 0 | 0.9346 | 1 | 0.95959 | 0.8641 | 1 | 0.95102 | 26309.6472 | 155192.3336 | 22639447084.9275 | 7923806479.7246 | 19052968.68 | 22467263.6993 | 6515.5065 | 0.96063 | 1.0002 | 0.023116 | 0.8308 | 0.78738 | 0.86929 | 1.1696
0.25 | 0.5 | 1500 | 43416.2008 | 19265.7975 | 24150.4033 | 34160.392 | 9243.8088 | 69.5631 | 68.4719 | 67.9655 | 69.5631 | 0 | 0.44375 | 0.55625 | 0.55625 | 0.78681 | 0.21291 | 1 | 0 | 0.94078 | 1 | 0.96635 | 0.86591 | 1 | 0.95772 | 24907.3824 | 155500.4605 | 23415125782.0561 | 8195294023.7197 | 19709967.6 | 23241996.9303 | 6740.1791 | 0.99376 | 1.0347 | 0.023116 | 0.83664 | 0.78894 | 0.87101 | 1.1696
0.25 | 0.5 | 1550 | 44863.0075 | 20657.9737 | 24205.0337 | 35299.0717 | 9551.9358 | 71.8818 | 70.7543 | 70.231 | 71.8818 | 0 | 0.46047 | 0.53953 | 0.53953 | 0.78682 | 0.21291 | 1 | 0 | 0.94696 | 1 | 0.97311 | 0.86772 | 1 | 0.96442 | 23505.1175 | 155808.5875 | 24190804479.1848 | 8466781567.7147 | 20366966.52 | 24016730.1614 | 6964.8517 | 1.0269 | 1.0692 | 0.023116 | 0.84249 | 0.79051 | 0.87273 | 1.1696
0.25 | 0.5 | 1600 | 46309.8142 | 22054.7708 | 24255.0434 | 36437.7514 | 9860.0628 | 74.2006 | 73.0367 | 72.4965 | 74.2006 | 0 | 0.47624 | 0.52376 | 0.52376 | 0.78683 | 0.21292 | 1 | 0 | 0.95315 | 1 | 0.97987 | 0.86952 | 1 | 0.97112 | 22091.467 | 156116.7145 | 24966483176.3135 | 8738269111.7097 | 21023965.44 | 24791463.3924 | 7189.5244 | 1.06 | 1.1037 | 0.023116 | 0.84833 | 0.79207 | 0.87445 | 1.1697
0.25 | 0.5 | 1650 | 47756.6209 | 23451.7564 | 24304.8645 | 37576.4311 | 10168.1897 | 76.5194 | 75.3191 | 74.7621 | 76.5194 | 0 | 0.49107 | 0.50893 | 0.50893 | 0.78683 | 0.21292 | 1 | 0 | 0.95933 | 1 | 0.98 | 0.87133 | 1 | 0.97782 | 20656.2532 | 156424.8414 | 25742160169.2188 | 9009756059.2266 | 21680964.36 | 25566196.6234 | 7414.197 | 1.0931 | 1.1382 | 0.023116 | 0.85415 | 0.79363 | 0.87617 | 1.1697
0.25 | 0.5 | 1700 | 49203.4276 | 24850.8436 | 24352.5839 | 38715.1109 | 10476.3167 | 78.8381 | 77.6015 | 77.0276 | 78.8381 | 0 | 0.50506 | 0.49494 | 0.49494 | 0.78684 | 0.21292 | 1 | 0 | 0.96551 | 1 | 0.98 | 0.87314 | 1 | 0.98452 | 19217.8092 | 156732.9684 | 26517834627.7271 | 9281242119.7045 | 22337963.28 | 26340929.8544 | 7638.8697 | 1.1263 | 1.1727 | 0.023116 | 0.85995 | 0.7952 | 0.87789 | 1.1697
0.25 | 0.5 | 1750 | 50650.2343 | 26249.9489 | 24400.2854 | 39853.7906 | 10784.4437 | 81.1569 | 79.8839 | 79.2931 | 81.1569 | 0 | 0.51826 | 0.48174 | 0.48174 | 0.78684 | 0.21292 | 1 | 0 | 0.9717 | 1 | 0.98 | 0.87495 | 1 | 0.99122 | 17779.3653 | 157041.0954 | 27293499906.2707 | 9552724967.1947 | 22994962.2 | 27115663.0854 | 7863.5423 | 1.1594 | 1.2072 | 0.023116 | 0.86565 | 0.79676 | 0.87961 | 1.1697
0.25 | 0.5 | 1800 | 52097.041 | 27649.0541 | 24447.9869 | 40992.4703 | 11092.5706 | 83.4757 | 82.1663 | 81.5586 | 83.4757 | 0 | 0.53072 | 0.46928 | 0.46928 | 0.78685 | 0.21292 | 1 | 0 | 0.97788 | 1 | 0.98 | 0.87676 | 1 | 0.99792 | 16340.9213 | 157349.2223 | 28069149562.3417 | 9824202346.8196 | 23651961.12 | 27890396.3164 | 8088.2149 | 1.1925 | 1.2416 | 0.023116 | 0.87119 | 0.79832 | 0.88133 | 1.1697
0.25 | 0.5 | 1850 | 53543.8477 | 29048.1593 | 24495.6883 | 42131.1501 | 11400.6976 | 85.7944 | 84.4487 | 83.8241 | 85.7944 | 0 | 0.54251 | 0.45749 | 0.45749 | 0.78685 | 0.21292 | 1 | 0 | 0.98406 | 1 | 0.98 | 0.87857 | 1 | 1 | 14901.1782 | 157657.3493 | 28844782452.9146 | 10095673858.5201 | 24308960.04 | 28665129.5474 | 8312.8876 | 1.2256 | 1.2761 | 0.023116 | 0.87655 | 0.79989 | 0.88305 | 1.1697
0.25 | 0.5 | 1900 | 54990.6543 | 30447.2646 | 24543.3898 | 43269.8298 | 11708.8245 | 88.1132 | 86.7311 | 86.0896 | 88.1132 | 0 | 0.55368 | 0.44632 | 0.44632 | 0.78686 | 0.21292 | 1 | 0 | 0.99025 | 1 | 0.98 | 0.88038 | 1 | 1 | 13455.1623 | 157965.4762 | 29620393884.3189 | 10367137859.5116 | 24965958.96 | 29439862.7784 | 8537.5602 | 1.2588 | 1.3106 | 0.023116 | 0.88169 | 0.80145 | 0.88477 | 1.1697
0.25 | 0.5 | 1950 | 56437.461 | 31846.3698 | 24591.0913 | 44408.5095 | 12016.9515 | 90.432 | 89.0135 | 88.3552 | 90.432 | 0 | 0.56428 | 0.43572 | 0.43572 | 0.78686 | 0.21293 | 1 | 0 | 0.99643 | 1 | 0.98 | 0.88218 | 1 | 1 | 11956.6982 | 158273.6032 | 30395981769.9254 | 10638593619.4739 | 25622957.88 | 30214596.0095 | 8762.2328 | 1.2919 | 1.3451 | 0.023116 | 0.88657 | 0.80301 | 0.88648 | 1.1697
0.25 | 0.5 | 2000 | 57884.2677 | 33273.2284 | 24611.0394 | 45547.1893 | 12325.0785 | 92.7507 | 91.2688 | 90.6207 | 92.7507 | 0 | 0.57482 | 0.42518 | 0.42518 | 0.78687 | 0.21293 | 0.99884 | 278.3735 | 1.0078 | 0 | 0.98 | 0.88324 | 1 | 1 | 10332.8947 | 158402.6762 | 31171451215.1067 | 10910007925.2873 | 26279956.8 | 30989329.2405 | 8986.9055 | 1.3478 | 1.3796 | 0.023116 | 0.89129 | 0.80367 | 0.8872 | 1.1697
0.25 | 0.75 | 0 | 0 | 0 | 0 | 0 | 0 | 0 | 0 | 0 | 0 | 0 | 0 | 0 | 0 | 0 | 0 | 1 | 0 | 0.75214 | 0 | 0.76011 | 0.81165 | 1 | 0.74875 | 58691.7871 | 146256.6517 | 144885892.6539 | 50710062.4289 | 0 | 0 | 0 | 0 | 0 | 0 | 0.65844 | 0.74204 | 0.82805
0.25 | 0.75 | 50 | 1458.8067 | 437.642 | 1021.1647 | 1138.6797 | 308.127 | 13.7643 | 2.2828 | 13.7643 | 2.3188 | 0 | 0.3 | 0.7 | 0.7 | 0.78056 | 0.21122 | 1 | 0 | 0.75821 | 0 | 0.76683 | 0.81346 | 1 | 0.75536 | 58264.3601 | 146564.7787 | 920572074.0287 | 322200225.91 | 656998.92 | 774733.231 | 182.0623 | 0.19663 | 0.03449 | 0.023116 | 0.6643 | 0.74361 | 0.82979 | 6.8878
0.25 | 0.75 | 100 | 2905.6134 | 871.684 | 2033.9294 | 2277.3595 | 616.2539 | 15.5286 | 4.5656 | 15.5286 | 4.6375 | 0 | 0.3 | 0.7 | 0.7 | 0.78378 | 0.21209 | 1 | 0 | 0.76428 | 0 | 0.77355 | 0.81527 | 1 | 0.76198 | 57827.4573 | 146872.9056 | 1696251041.3414 | 593687864.4695 | 1313997.84 | 1549466.462 | 364.1246 | 0.22184 | 0.068981 | 0.023116 | 0.67011 | 0.74517 | 0.83152 | 3.9014
0.25 | 0.75 | 150 | 4352.4201 | 1305.726 | 3046.6941 | 3416.0392 | 924.3809 | 17.2929 | 6.8483 | 17.2929 | 6.9563 | 0 | 0.3 | 0.7 | 0.7 | 0.78486 | 0.21238 | 1 | 0 | 0.77036 | 0 | 0.78027 | 0.81708 | 1 | 0.7686 | 57380.883 | 147181.0326 | 2471930008.6541 | 865175503.0289 | 1970996.76 | 2324199.693 | 546.1869 | 0.24704 | 0.10347 | 0.023116 | 0.67592 | 0.74673 | 0.83326 | 2.9004
0.25 | 0.75 | 200 | 5799.2268 | 1739.768 | 4059.4587 | 4554.7189 | 1232.5078 | 19.0571 | 9.1311 | 19.0571 | 9.2751 | 0 | 0.3 | 0.7 | 0.7 | 0.7854 | 0.21253 | 1 | 0 | 0.77643 | 0 | 0.78699 | 0.81889 | 1 | 0.77522 | 56934.3086 | 147489.1595 | 3247608975.9668 | 1136663141.5884 | 2627995.68 | 3098932.924 | 728.2492 | 0.27224 | 0.13796 | 0.023116 | 0.68172 | 0.7483 | 0.835 | 2.3989
0.25 | 0.75 | 250 | 7246.0335 | 2173.81 | 5072.2234 | 5693.3987 | 1540.6348 | 20.8214 | 11.4139 | 20.8214 | 11.5938 | 0 | 0.3 | 0.7 | 0.7 | 0.78573 | 0.21262 | 1 | 0 | 0.7825 | 0 | 0.79371 | 0.8207 | 1 | 0.78184 | 56487.7343 | 147797.2865 | 4023287943.2796 | 1408150780.1478 | 3284994.6 | 3873666.1551 | 910.3115 | 0.29745 | 0.17245 | 0.023116 | 0.68753 | 0.74986 | 0.83674 | 2.0976
0.25 | 0.75 | 300 | 8692.8402 | 2607.852 | 6084.9881 | 6832.0784 | 1848.7618 | 22.5857 | 13.6967 | 22.5857 | 13.9126 | 0 | 0.3 | 0.7 | 0.7 | 0.78594 | 0.21268 | 1 | 0 | 0.78858 | 0 | 0.80043 | 0.8225 | 1 | 0.78846 | 56041.1599 | 148105.4135 | 4798966910.5923 | 1679638418.7073 | 3941993.52 | 4648399.3861 | 1092.3739 | 0.32265 | 0.20694 | 0.023116 | 0.69334 | 0.75142 | 0.83847 | 1.8967
0.25 | 0.75 | 350 | 10139.6469 | 3041.8941 | 7097.7528 | 7970.7581 | 2156.8887 | 24.35 | 15.9794 | 24.35 | 16.2314 | 0 | 0.3 | 0.7 | 0.7 | 0.7861 | 0.21272 | 1 | 0 | 0.79465 | 0 | 0.80715 | 0.82431 | 1 | 0.79508 | 55342.0405 | 148413.5404 | 5574645877.905 | 1951126057.2667 | 4598992.44 | 5423132.6171 | 1274.4362 | 0.34786 | 0.24143 | 0.023116 | 0.69914 | 0.75299 | 0.84021 | 1.7531
0.25 | 0.75 | 400 | 11586.4535 | 3475.9361 | 8110.5175 | 9109.4379 | 2465.0157 | 26.1143 | 18.2622 | 26.1143 | 18.5501 | 0 | 0.3 | 0.7 | 0.7 | 0.78621 | 0.21275 | 1 | 0 | 0.80072 | 0 | 0.81386 | 0.82612 | 1 | 0.8017 | 54059.9052 | 148721.6674 | 6350324845.2177 | 2222613695.8262 | 5255991.36 | 6197865.8481 | 1456.4985 | 0.37306 | 0.27592 | 0.023116 | 0.70495 | 0.75455 | 0.84195 | 1.6453
0.25 | 0.75 | 450 | 13033.2602 | 3909.9781 | 9123.2822 | 10248.1176 | 2773.1427 | 27.8786 | 20.545 | 27.8786 | 20.8689 | 0 | 0.3 | 0.7 | 0.7 | 0.7863 | 0.21277 | 1 | 0 | 0.8068 | 0 | 0.82058 | 0.82793 | 1 | 0.80832 | 52777.7699 | 149029.7944 | 7126003812.5304 | 2494101334.3856 | 5912990.28 | 6972599.0791 | 1638.5608 | 0.39827 | 0.31041 | 0.023116 | 0.71076 | 0.75611 | 0.84369 | 1.5615
0.25 | 0.75 | 500 | 14480.0669 | 4344.0201 | 10136.0469 | 11386.7973 | 3081.2696 | 29.6428 | 22.8278 | 29.6428 | 23.1877 | 0 | 0.3 | 0.7 | 0.7 | 0.78638 | 0.21279 | 1 | 0 | 0.81287 | 0 | 0.8273 | 0.82974 | 1 | 0.81494 | 51495.6345 | 149337.9213 | 7901682779.8431 | 2765588972.9451 | 6569989.2 | 7747332.3101 | 1820.6231 | 0.42347 | 0.3449 | 0.023116 | 0.71657 | 0.75768 | 0.84542 | 1.4944
0.25 | 0.75 | 550 | 15926.8736 | 4778.0621 | 11148.8115 | 12525.477 | 3389.3966 | 31.4071 | 25.1106 | 31.4071 | 25.5065 | 0 | 0.3 | 0.7 | 0.7 | 0.78644 | 0.21281 | 1 | 0 | 0.81894 | 0 | 0.83402 | 0.83155 | 1 | 0.82156 | 50213.4992 | 149646.0483 | 8677361747.1558 | 3037076611.5045 | 7226988.12 | 8522065.5411 | 2002.6854 | 0.44867 | 0.37939 | 0.023116 | 0.72237 | 0.75924 | 0.84716 | 1.4395
0.25 | 0.75 | 600 | 17373.6803 | 5212.1041 | 12161.5762 | 13664.1568 | 3697.5235 | 33.1714 | 27.3933 | 33.1714 | 27.8252 | 0 | 0.3 | 0.7 | 0.7 | 0.78649 | 0.21282 | 1 | 0 | 0.82502 | 0 | 0.84074 | 0.83336 | 1 | 0.82817 | 48931.3639 | 149954.1752 | 9453040714.4685 | 3308564250.064 | 7883987.04 | 9296798.7721 | 2184.7477 | 0.47388 | 0.41388 | 0.023116 | 0.72818 | 0.7608 | 0.8489 | 1.3938
0.25 | 0.75 | 650 | 18820.487 | 5646.1461 | 13174.3409 | 14802.8365 | 4005.6505 | 34.9357 | 29.6761 | 34.9357 | 30.144 | 0 | 0.3 | 0.7 | 0.7 | 0.78653 | 0.21283 | 1 | 0 | 0.83109 | 0 | 0.84746 | 0.83516 | 1 | 0.83479 | 47649.2286 | 150262.3022 | 10228719681.7813 | 3580051888.6234 | 8540985.96 | 10071532.0032 | 2366.81 | 0.49908 | 0.44837 | 0.023116 | 0.73399 | 0.76237 | 0.85064 | 1.3551
0.25 | 0.75 | 700 | 20267.2937 | 6080.1881 | 14187.1056 | 15941.5162 | 4313.7775 | 36.7 | 31.9589 | 36.7 | 32.4628 | 0 | 0.3 | 0.7 | 0.7 | 0.78656 | 0.21284 | 1 | 0 | 0.83717 | 0 | 0.85418 | 0.83697 | 1 | 0.84141 | 46364.7483 | 150570.4292 | 11004398649.094 | 3851539527.1829 | 9197984.88 | 10846265.2342 | 2548.8723 | 0.52429 | 0.48286 | 0.023116 | 0.7398 | 0.76393 | 0.85237 | 1.3219
0.25 | 0.75 | 750 | 21714.1004 | 6514.2301 | 15199.8703 | 17080.196 | 4621.9044 | 38.4643 | 34.2417 | 38.4643 | 34.7815 | 0 | 0.3 | 0.7 | 0.7 | 0.78659 | 0.21285 | 1 | 0 | 0.84324 | 0 | 0.8609 | 0.83878 | 1 | 0.84803 | 45041.6044 | 150878.5561 | 11780077616.4067 | 4123027165.7423 | 9854983.8 | 11620998.4652 | 2730.9346 | 0.54949 | 0.51735 | 0.023116 | 0.7456 | 0.76549 | 0.85411 | 1.2931
0.25 | 0.75 | 800 | 23160.9071 | 6948.2721 | 16212.635 | 18218.8757 | 4930.0314 | 40.2285 | 36.5244 | 40.2285 | 37.1003 | 0 | 0.3 | 0.7 | 0.7 | 0.78662 | 0.21286 | 1 | 0 | 0.84931 | 0 | 0.86762 | 0.84059 | 1 | 0.85465 | 43713.4915 | 151186.6831 | 12555756583.7194 | 4394514804.3018 | 10511982.72 | 12395731.6962 | 2912.9969 | 0.57469 | 0.55184 | 0.023116 | 0.75141 | 0.76706 | 0.85585 | 1.2679
0.25 | 0.75 | 850 | 24607.7138 | 7382.3141 | 17225.3997 | 19357.5554 | 5238.1583 | 41.9928 | 38.8072 | 41.9928 | 39.4191 | 0 | 0.3 | 0.7 | 0.7 | 0.78665 | 0.21287 | 1 | 0 | 0.85539 | 0 | 0.87434 | 0.8424 | 1 | 0.86127 | 42385.3787 | 151494.81 | 13331435551.0321 | 4666002442.8612 | 11168981.64 | 13170464.9272 | 3095.0593 | 0.5999 | 0.58633 | 0.023116 | 0.75722 | 0.76862 | 0.85759 | 1.2457
0.25 | 0.75 | 900 | 26054.5205 | 7816.3561 | 18238.1643 | 20496.2352 | 5546.2853 | 43.7571 | 41.09 | 43.7571 | 41.7378 | 0 | 0.3 | 0.7 | 0.7 | 0.78667 | 0.21287 | 1 | 0 | 0.86146 | 0 | 0.88106 | 0.84421 | 1 | 0.86789 | 41057.2658 | 151802.937 | 14107114518.3448 | 4937490081.4207 | 11825980.56 | 13945198.1582 | 3277.1216 | 0.6251 | 0.62082 | 0.023116 | 0.76303 | 0.77018 | 0.85932 | 1.226
0.25 | 0.75 | 950 | 27501.3272 | 8250.3982 | 19250.929 | 21634.9149 | 5854.4123 | 45.5214 | 43.3728 | 45.5214 | 44.0566 | 0 | 0.3 | 0.7 | 0.7 | 0.78669 | 0.21288 | 1 | 0 | 0.86753 | 0 | 0.88778 | 0.84601 | 1 | 0.87451 | 39729.1529 | 152111.064 | 14882793485.6575 | 5208977719.9801 | 12482979.48 | 14719931.3892 | 3459.1839 | 0.65031 | 0.65532 | 0.023116 | 0.76883 | 0.77175 | 0.86106 | 1.2083
0.25 | 0.75 | 1000 | 28948.1339 | 8684.4402 | 20263.6937 | 22773.5946 | 6162.5392 | 47.2857 | 45.6555 | 47.2857 | 46.3754 | 0 | 0.3 | 0.7 | 0.7 | 0.7867 | 0.21288 | 1 | 0 | 0.87361 | 0 | 0.8945 | 0.84782 | 1 | 0.88113 | 38397.85 | 152419.1909 | 15658472452.9702 | 5480465358.5396 | 13139978.4 | 15494664.6202 | 3641.2462 | 0.67551 | 0.68981 | 0.023116 | 0.77464 | 0.77331 | 0.8628 | 1.1924
0.25 | 0.75 | 1050 | 30394.9406 | 9118.6625 | 21276.278 | 23912.2744 | 6470.6662 | 49.05 | 47.9383 | 49.05 | 48.6941 | 0 | 0.30001 | 0.69999 | 0.69999 | 0.78672 | 0.21289 | 1 | 0 | 0.87968 | 0 | 0.90122 | 0.84963 | 1 | 0.88775 | 37055.5389 | 152727.3179 | 16434151420.283 | 5751952997.099 | 13796977.32 | 16269397.8512 | 3823.3085 | 0.70071 | 0.7243 | 0.023116 | 0.78045 | 0.77487 | 0.86454 | 1.178
0.25 | 0.75 | 1100 | 31841.7473 | 9677.4612 | 22164.286 | 25050.9541 | 6778.7932 | 51.0129 | 50.2211 | 50.8143 | 51.0129 | 0 | 0.30392 | 0.69608 | 0.69608 | 0.78673 | 0.21289 | 1 | 0 | 0.88575 | 0 | 0.90794 | 0.85144 | 1 | 0.89437 | 35680.9308 | 153035.4449 | 17209830387.5957 | 6023440635.6585 | 14453976.24 | 17044131.0823 | 4005.3708 | 0.72876 | 0.75879 | 0.023116 | 0.78625 | 0.77644 | 0.86627 | 1.1695
0.25 | 0.75 | 1150 | 33288.5539 | 10466.6932 | 22821.8608 | 26189.6338 | 7086.9201 | 53.3317 | 52.5039 | 52.5785 | 53.3317 | 0 | 0.31442 | 0.68558 | 0.68558 | 0.78675 | 0.21289 | 1 | 0 | 0.89183 | 0 | 0.91466 | 0.85325 | 1 | 0.90098 | 34290.0727 | 153343.5718 | 17985509354.9084 | 6294928274.2179 | 15110975.16 | 17818864.3133 | 4187.4331 | 0.76188 | 0.79328 | 0.023116 | 0.79206 | 0.778 | 0.86801 | 1.1695
0.25 | 0.75 | 1200 | 34735.3606 | 11488.3054 | 23247.0553 | 27328.3136 | 7395.0471 | 55.6504 | 54.7775 | 54.3724 | 55.6504 | 0 | 0.33074 | 0.66926 | 0.66926 | 0.78676 | 0.2129 | 1 | 0 | 0.8979 | 0 | 0.92138 | 0.85506 | 1 | 0.9076 | 32899.2146 | 153651.6988 | 18761188322.2211 | 6566415912.7774 | 15767974.08 | 18593597.5443 | 4369.4954 | 0.79501 | 0.82777 | 0.023116 | 0.79787 | 0.77956 | 0.86975 | 1.1696
0.25 | 0.75 | 1250 | 36182.1673 | 12736.1159 | 23446.0514 | 28466.9933 | 7703.174 | 57.9692 | 57.0599 | 56.6379 | 57.9692 | 0 | 0.352 | 0.648 | 0.648 | 0.78677 | 0.2129 | 1 | 0 | 0.90397 | 0 | 0.9281 | 0.85687 | 1 | 0.91422 | 31508.3565 | 153959.8257 | 19536867289.5338 | 6837903551.3368 | 16424973 | 19368330.7753 | 4551.5577 | 0.82813 | 0.86226 | 0.023116 | 0.80368 | 0.78113 | 0.87149 | 1.1696
0.25 | 0.75 | 1300 | 37628.974 | 14085.4698 | 23543.5043 | 29605.673 | 8011.301 | 60.288 | 59.3423 | 58.9034 | 60.288 | 0 | 0.37433 | 0.62567 | 0.62567 | 0.78678 | 0.2129 | 1 | 0 | 0.91005 | 0 | 0.93482 | 0.85867 | 1 | 0.92084 | 30117.4984 | 154267.9527 | 20312546256.8465 | 7109391189.8963 | 17081971.92 | 20143064.0063 | 4733.62 | 0.86126 | 0.89675 | 0.023116 | 0.80948 | 0.78269 | 0.87322 | 1.1696
0.25 | 0.75 | 1350 | 39075.7807 | 15474.9403 | 23600.8405 | 30744.3528 | 8319.428 | 62.6068 | 61.6247 | 61.169 | 62.6068 | 0 | 0.39602 | 0.60398 | 0.60398 | 0.78679 | 0.2129 | 1 | 0 | 0.91612 | 1 | 0.94154 | 0.86048 | 1 | 0.92746 | 28726.6403 | 154576.0797 | 21088225224.1592 | 7380878828.4557 | 17738970.84 | 20917797.2373 | 4915.6824 | 0.89438 | 0.93124 | 0.023116 | 0.81529 | 0.78425 | 0.87496 | 1.1696
0.25 | 0.75 | 1400 | 40522.5874 | 16865.553 | 23657.0344 | 31883.0325 | 8627.5549 | 64.9255 | 63.9071 | 63.4345 | 64.9255 | 0 | 0.4162 | 0.5838 | 0.5838 | 0.7868 | 0.21291 | 1 | 0 | 0.92227 | 1 | 0.94826 | 0.86229 | 1 | 0.93408 | 27325.4509 | 154884.2066 | 21863904191.472 | 7652366467.0152 | 18395969.76 | 21692530.4683 | 5097.7447 | 0.92751 | 0.96573 | 0.023116 | 0.8211 | 0.78582 | 0.8767 | 1.1696
0.25 | 0.75 | 1450 | 41969.3941 | 18256.1658 | 23713.2283 | 33021.7122 | 8935.6819 | 67.2443 | 66.1895 | 65.7 | 67.2443 | 0 | 0.43499 | 0.56501 | 0.56501 | 0.7868 | 0.21291 | 1 | 0 | 0.92841 | 1 | 0.95498 | 0.8641 | 1 | 0.9407 | 25922.4154 | 155192.3336 | 22639583158.7847 | 7923854105.5746 | 19052968.68 | 22467263.6993 | 5279.807 | 0.96063 | 1.0002 | 0.023116 | 0.82691 | 0.78738 | 0.87844 | 1.1696
0.25 | 0.75 | 1500 | 43416.2008 | 19647.6529 | 23768.5479 | 34160.392 | 9243.8088 | 69.5631 | 68.4719 | 67.9655 | 69.5631 | 0 | 0.45254 | 0.54746 | 0.54746 | 0.78681 | 0.21291 | 1 | 0 | 0.93455 | 1 | 0.96169 | 0.86591 | 1 | 0.94732 | 24519.3799 | 155500.4605 | 23415262126.0974 | 8195341744.1341 | 19709967.6 | 23241996.9303 | 5461.8693 | 0.99376 | 1.0347 | 0.023116 | 0.83271 | 0.78894 | 0.88017 | 1.1696
0.25 | 0.75 | 1550 | 44863.0075 | 21044.9976 | 23818.0099 | 35299.0717 | 9551.9358 | 71.8818 | 70.7543 | 70.231 | 71.8818 | 0 | 0.46909 | 0.53091 | 0.53091 | 0.78682 | 0.21291 | 1 | 0 | 0.94069 | 1 | 0.96841 | 0.86772 | 1 | 0.95394 | 23116.3444 | 155808.5875 | 24190941093.4101 | 8466829382.6935 | 20366966.52 | 24016730.1614 | 5643.9316 | 1.0269 | 1.0692 | 0.023116 | 0.83852 | 0.79051 | 0.88191 | 1.1696
0.25 | 0.75 | 1600 | 46309.8142 | 22442.5953 | 23867.2188 | 36437.7514 | 9860.0628 | 74.2006 | 73.0367 | 72.4965 | 74.2006 | 0 | 0.48462 | 0.51538 | 0.51538 | 0.78683 | 0.21292 | 1 | 0 | 0.94684 | 1 | 0.97513 | 0.86952 | 1 | 0.96056 | 21695.3673 | 156116.7145 | 24966620060.7228 | 8738317021.253 | 21023965.44 | 24791463.3924 | 5825.9939 | 1.06 | 1.1037 | 0.023116 | 0.84433 | 0.79207 | 0.88365 | 1.1697
0.25 | 0.75 | 1650 | 47756.6209 | 23842.301 | 23914.3198 | 37576.4311 | 10168.1897 | 76.5194 | 75.3191 | 74.7621 | 76.5194 | 0 | 0.49925 | 0.50075 | 0.50075 | 0.78683 | 0.21292 | 1 | 0 | 0.95298 | 1 | 0.98 | 0.87133 | 1 | 0.96718 | 20256.1327 | 156424.8414 | 25742298592.0564 | 9009804507.2198 | 21680964.36 | 25566196.6234 | 6008.0562 | 1.0931 | 1.1382 | 0.023116 | 0.85013 | 0.79363 | 0.88539 | 1.1697
0.25 | 0.75 | 1700 | 49203.4276 | 25242.1756 | 23961.2519 | 38715.1109 | 10476.3167 | 78.8381 | 77.6015 | 77.0276 | 78.8381 | 0 | 0.51302 | 0.48698 | 0.48698 | 0.78684 | 0.21292 | 1 | 0 | 0.95912 | 1 | 0.98 | 0.87314 | 1 | 0.97379 | 18816.8981 | 156732.9684 | 26517975486.4143 | 9281291420.245 | 22337963.28 | 26340929.8544 | 6190.1185 | 1.1263 | 1.1727 | 0.023116 | 0.85592 | 0.7952 | 0.88713 | 1.1697
0.25 | 0.75 | 1750 | 50650.2343 | 26642.0502 | 24008.184 | 39853.7906 | 10784.4437 | 81.1569 | 79.8839 | 79.2931 | 81.1569 | 0 | 0.526 | 0.474 | 0.474 | 0.78684 | 0.21292 | 1 | 0 | 0.96526 | 1 | 0.98 | 0.87495 | 1 | 0.98041 | 17377.6635 | 157041.0954 | 27293648283.2646 | 9552776899.1426 | 22994962.2 | 27115663.0854 | 6372.1808 | 1.1594 | 1.2072 | 0.023116 | 0.86166 | 0.79676 | 0.88886 | 1.1697
0.25 | 0.75 | 1800 | 52097.041 | 28041.9249 | 24055.1161 | 40992.4703 | 11092.5706 | 83.4757 | 82.1663 | 81.5586 | 83.4757 | 0 | 0.53826 | 0.46174 | 0.46174 | 0.78685 | 0.21292 | 1 | 0 | 0.97141 | 1 | 0.98 | 0.87676 | 1 | 0.98703 | 15938.4289 | 157349.2223 | 28069309566.1879 | 9824258348.1658 | 23651961.12 | 27890396.3164 | 6554.2431 | 1.1925 | 1.2416 | 0.023116 | 0.86728 | 0.79832 | 0.8906 | 1.1697
0.25 | 0.75 | 1850 | 53543.8477 | 29441.7995 | 24102.0482 | 42131.1501 | 11400.6976 | 85.7944 | 84.4487 | 83.8241 | 85.7944 | 0 | 0.54986 | 0.45014 | 0.45014 | 0.78685 | 0.21292 | 1 | 0 | 0.97755 | 1 | 0.98 | 0.87857 | 1 | 0.99365 | 14489.7757 | 157657.3493 | 28844955024.5481 | 10095734258.5918 | 24308960.04 | 28665129.5474 | 6736.3054 | 1.2256 | 1.2761 | 0.023116 | 0.87274 | 0.79989 | 0.89234 | 1.1697
0.25 | 0.75 | 1900 | 54990.6543 | 30841.6741 | 24148.9803 | 43269.8298 | 11708.8245 | 88.1132 | 86.7311 | 86.0896 | 88.1132 | 0 | 0.56085 | 0.43915 | 0.43915 | 0.78686 | 0.21292 | 1 | 0 | 0.98369 | 1 | 0.98 | 0.88038 | 1 | 1 | 13034.2343 | 157965.4762 | 29620583136.0652 | 10367204097.6228 | 24965958.96 | 29439862.7784 | 6918.3678 | 1.2588 | 1.3106 | 0.023116 | 0.87801 | 0.80145 | 0.89408 | 1.1697
0.25 | 0.75 | 1950 | 56437.461 | 32241.5487 | 24195.9124 | 44408.5095 | 12016.9515 | 90.432 | 89.0135 | 88.3552 | 90.432 | 0 | 0.57128 | 0.42872 | 0.42872 | 0.78686 | 0.21293 | 1 | 0 | 0.98983 | 1 | 0.98 | 0.88218 | 1 | 1 | 11455.6743 | 158273.6032 | 30396187421.7014 | 10638665597.5955 | 25622957.88 | 30214596.0095 | 7100.4301 | 1.2919 | 1.3451 | 0.023116 | 0.88304 | 0.80301 | 0.89581 | 1.1697
0.25 | 0.75 | 2000 | 57884.2677 | 33642.2216 | 24242.0461 | 45547.1893 | 12325.0785 | 92.7507 | 91.2959 | 90.6207 | 92.7507 | 0 | 0.5812 | 0.4188 | 0.4188 | 0.78687 | 0.21293 | 0.99997 | 8.0699 | 0.99598 | 1 | 0.98 | 0.88399 | 1 | 1 | 9817.7936 | 158576.4952 | 31171767518.1579 | 10910118631.3553 | 26279956.8 | 30989329.2405 | 7282.4924 | 1.325 | 1.3796 | 0.023116 | 0.88784 | 0.80455 | 0.89752 | 1.1697
0.25 | 1 | 0 | 0 | 0 | 0 | 0 | 0 | 0 | 0 | 0 | 0 | 0 | 0 | 0 | 0 | 0 | 0 | 1 | 0 | 0.74719 | 0 | 0.75673 | 0.81165 | 1 | 0.74098 | 58583.4014 | 146256.6517 | 145014131.1738 | 50754945.9108 | 0 | 0 | 0 | 0 | 0 | 0 | 0.65562 | 0.74204 | 0.83715
0.25 | 1 | 50 | 1458.8067 | 437.642 | 1021.1647 | 1138.6797 | 308.127 | 13.7643 | 2.2828 | 13.7643 | 2.3188 | 0 | 0.3 | 0.7 | 0.7 | 0.78056 | 0.21122 | 1 | 0 | 0.75322 | 0 | 0.76341 | 0.81346 | 1 | 0.74752 | 58155.7485 | 146564.7787 | 920700582.7326 | 322245203.9564 | 656998.92 | 774733.231 | 139.452 | 0.19663 | 0.03449 | 0.023116 | 0.66144 | 0.74361 | 0.83891 | 6.8878
0.25 | 1 | 100 | 2905.6134 | 871.684 | 2033.9294 | 2277.3595 | 616.2539 | 15.5286 | 4.5656 | 15.5286 | 4.6375 | 0 | 0.3 | 0.7 | 0.7 | 0.78378 | 0.21209 | 1 | 0 | 0.75925 | 0 | 0.77009 | 0.81527 | 1 | 0.75406 | 57710.3877 | 146872.9056 | 1696379820.2294 | 593732937.0803 | 1313997.84 | 1549466.462 | 278.904 | 0.22184 | 0.068981 | 0.023116 | 0.66721 | 0.74517 | 0.84067 | 3.9014
0.25 | 1 | 150 | 4352.4201 | 1305.726 | 3046.6941 | 3416.0392 | 924.3809 | 17.2929 | 6.8483 | 17.2929 | 6.9563 | 0 | 0.3 | 0.7 | 0.7 | 0.78486 | 0.21238 | 1 | 0 | 0.76529 | 0 | 0.77677 | 0.81708 | 1 | 0.7606 | 57263.5691 | 147181.0326 | 2472059057.7261 | 865220670.2041 | 1970996.76 | 2324199.693 | 418.3559 | 0.24704 | 0.10347 | 0.023116 | 0.67298 | 0.74673 | 0.84242 | 2.9004
0.25 | 1 | 200 | 5799.2268 | 1739.768 | 4059.4587 | 4554.7189 | 1232.5078 | 19.0571 | 9.1311 | 19.0571 | 9.2751 | 0 | 0.3 | 0.7 | 0.7 | 0.7854 | 0.21253 | 1 | 0 | 0.77132 | 0 | 0.78345 | 0.81889 | 1 | 0.76714 | 56816.7505 | 147489.1595 | 3247738295.2229 | 1136708403.328 | 2627995.68 | 3098932.924 | 557.8079 | 0.27224 | 0.13796 | 0.023116 | 0.67876 | 0.7483 | 0.84418 | 2.3989
0.25 | 1 | 250 | 7246.0335 | 2173.81 | 5072.2234 | 5693.3987 | 1540.6348 | 20.8214 | 11.4139 | 20.8214 | 11.5938 | 0 | 0.3 | 0.7 | 0.7 | 0.78573 | 0.21262 | 1 | 0 | 0.77736 | 0 | 0.79013 | 0.8207 | 1 | 0.77368 | 56369.9319 | 147797.2865 | 4023417532.7196 | 1408196136.4519 | 3284994.6 | 3873666.1551 | 697.2599 | 0.29745 | 0.17245 | 0.023116 | 0.68453 | 0.74986 | 0.84594 | 2.0976
0.25 | 1 | 300 | 8692.8402 | 2607.852 | 6084.9881 | 6832.0784 | 1848.7618 | 22.5857 | 13.6967 | 22.5857 | 13.9126 | 0 | 0.3 | 0.7 | 0.7 | 0.78594 | 0.21268 | 1 | 0 | 0.78339 | 0 | 0.79681 | 0.8225 | 1 | 0.78022 | 55923.1133 | 148105.4135 | 4799096770.2164 | 1679683869.5757 | 3941993.52 | 4648399.3861 | 836.7119 | 0.32265 | 0.20694 | 0.023116 | 0.6903 | 0.75142 | 0.84769 | 1.8967
0.25 | 1 | 350 | 10139.6469 | 3041.8941 | 7097.7528 | 7970.7581 | 2156.8887 | 24.35 | 15.9794 | 24.35 | 16.2314 | 0 | 0.3 | 0.7 | 0.7 | 0.7861 | 0.21272 | 1 | 0 | 0.78942 | 0 | 0.80348 | 0.82431 | 1 | 0.78676 | 55002.2203 | 148413.5404 | 5574776007.7132 | 1951171602.6996 | 4598992.44 | 5423132.6171 | 976.1639 | 0.34786 | 0.24143 | 0.023116 | 0.69607 | 0.75299 | 0.84945 | 1.7531
0.25 | 1 | 400 | 11586.4535 | 3475.9361 | 8110.5175 | 9109.4379 | 2465.0157 | 26.1143 | 18.2622 | 26.1143 | 18.5501 | 0 | 0.3 | 0.7 | 0.7 | 0.78621 | 0.21275 | 1 | 0 | 0.79546 | 0 | 0.81016 | 0.82612 | 1 | 0.7933 | 53719.3809 | 148721.6674 | 6350455245.2099 | 2222659335.8235 | 5255991.36 | 6197865.8481 | 1115.6159 | 0.37306 | 0.27592 | 0.023116 | 0.70184 | 0.75455 | 0.85121 | 1.6453
0.25 | 1 | 450 | 13033.2602 | 3909.9781 | 9123.2822 | 10248.1176 | 2773.1427 | 27.8786 | 20.545 | 27.8786 | 20.8689 | 0 | 0.3 | 0.7 | 0.7 | 0.7863 | 0.21277 | 1 | 0 | 0.80149 | 0 | 0.81684 | 0.82793 | 1 | 0.79984 | 52436.5416 | 149029.7944 | 7126134482.7067 | 2494147068.9473 | 5912990.28 | 6972599.0791 | 1255.0678 | 0.39827 | 0.31041 | 0.023116 | 0.70762 | 0.75611 | 0.85296 | 1.5615
0.25 | 1 | 500 | 14480.0669 | 4344.0201 | 10136.0469 | 11386.7973 | 3081.2696 | 29.6428 | 22.8278 | 29.6428 | 23.1877 | 0 | 0.3 | 0.7 | 0.7 | 0.78638 | 0.21279 | 1 | 0 | 0.80752 | 0 | 0.82352 | 0.82974 | 1 | 0.80638 | 51153.7022 | 149337.9213 | 7901813720.2034 | 2765634802.0712 | 6569989.2 | 7747332.3101 | 1394.5198 | 0.42347 | 0.3449 | 0.023116 | 0.71339 | 0.75768 | 0.85472 | 1.4944
0.25 | 1 | 550 | 15926.8736 | 4778.0621 | 11148.8115 | 12525.477 | 3389.3966 | 31.4071 | 25.1106 | 31.4071 | 25.5065 | 0 | 0.3 | 0.7 | 0.7 | 0.78644 | 0.21281 | 1 | 0 | 0.81356 | 0 | 0.8302 | 0.83155 | 1 | 0.81292 | 49870.8628 | 149646.0483 | 8677492957.7002 | 3037122535.1951 | 7226988.12 | 8522065.5411 | 1533.9718 | 0.44867 | 0.37939 | 0.023116 | 0.71916 | 0.75924 | 0.85648 | 1.4395
0.25 | 1 | 600 | 17373.6803 | 5212.1041 | 12161.5762 | 13664.1568 | 3697.5235 | 33.1714 | 27.3933 | 33.1714 | 27.8252 | 0 | 0.3 | 0.7 | 0.7 | 0.78649 | 0.21282 | 1 | 0 | 0.81959 | 0 | 0.83688 | 0.83336 | 1 | 0.81946 | 48588.0234 | 149954.1752 | 9453172195.197 | 3308610268.3189 | 7883987.04 | 9296798.7721 | 1673.4238 | 0.47388 | 0.41388 | 0.023116 | 0.72493 | 0.7608 | 0.85823 | 1.3938
0.25 | 1 | 650 | 18820.487 | 5646.1461 | 13174.3409 | 14802.8365 | 4005.6505 | 34.9357 | 29.6761 | 34.9357 | 30.144 | 0 | 0.3 | 0.7 | 0.7 | 0.78653 | 0.21283 | 1 | 0 | 0.82562 | 0 | 0.84356 | 0.83516 | 1 | 0.826 | 47304.7996 | 150262.3022 | 10228851432.6937 | 3580098001.4428 | 8540985.96 | 10071532.0032 | 1812.8758 | 0.49908 | 0.44837 | 0.023116 | 0.73071 | 0.76237 | 0.85999 | 1.3551
0.25 | 1 | 700 | 20267.2937 | 6080.1881 | 14187.1056 | 15941.5162 | 4313.7775 | 36.7 | 31.9589 | 36.7 | 32.4628 | 0 | 0.3 | 0.7 | 0.7 | 0.78656 | 0.21284 | 1 | 0 | 0.83166 | 0 | 0.85024 | 0.83697 | 1 | 0.83254 | 46013.2826 | 150570.4292 | 11004530670.1905 | 3851585734.5667 | 9197984.88 | 10846265.2342 | 1952.3277 | 0.52429 | 0.48286 | 0.023116 | 0.73648 | 0.76393 | 0.86175 | 1.3219
0.25 | 1 | 750 | 21714.1004 | 6514.2301 | 15199.8703 | 17080.196 | 4621.9044 | 38.4643 | 34.2417 | 38.4643 | 34.7815 | 0 | 0.3 | 0.7 | 0.7 | 0.78659 | 0.21285 | 1 | 0 | 0.83769 | 0 | 0.85692 | 0.83878 | 1 | 0.83908 | 44684.4402 | 150878.5561 | 11780209907.6872 | 4123073467.6905 | 9854983.8 | 11620998.4652 | 2091.7797 | 0.54949 | 0.51735 | 0.023116 | 0.74225 | 0.76549 | 0.8635 | 1.2931
0.25 | 1 | 800 | 23160.9071 | 6948.2721 | 16212.635 | 18218.8757 | 4930.0314 | 40.2285 | 36.5244 | 40.2285 | 37.1003 | 0 | 0.3 | 0.7 | 0.7 | 0.78662 | 0.21286 | 1 | 0 | 0.84372 | 0 | 0.8636 | 0.84059 | 1 | 0.84562 | 43355.5979 | 151186.6831 | 12555889145.184 | 4394561200.8144 | 10511982.72 | 12395731.6962 | 2231.2317 | 0.57469 | 0.55184 | 0.023116 | 0.74802 | 0.76706 | 0.86526 | 1.2679
0.25 | 1 | 850 | 24607.7138 | 7382.3141 | 17225.3997 | 19357.5554 | 5238.1583 | 41.9928 | 38.8072 | 41.9928 | 39.4191 | 0 | 0.3 | 0.7 | 0.7 | 0.78665 | 0.21287 | 1 | 0 | 0.84976 | 0 | 0.87027 | 0.8424 | 1 | 0.85216 | 42026.7555 | 151494.81 | 13331568382.6807 | 4666048933.9383 | 11168981.64 | 13170464.9272 | 2370.6837 | 0.5999 | 0.58633 | 0.023116 | 0.7538 | 0.76862 | 0.86701 | 1.2457
0.25 | 1 | 900 | 26054.5205 | 7816.3561 | 18238.1643 | 20496.2352 | 5546.2853 | 43.7571 | 41.09 | 43.7571 | 41.7378 | 0 | 0.3 | 0.7 | 0.7 | 0.78667 | 0.21287 | 1 | 0 | 0.85579 | 0 | 0.87695 | 0.84421 | 1 | 0.8587 | 40697.9132 | 151802.937 | 14107247620.1775 | 4937536667.0621 | 11825980.56 | 13945198.1582 | 2510.1357 | 0.6251 | 0.62082 | 0.023116 | 0.75957 | 0.77018 | 0.86877 | 1.226
0.25 | 1 | 950 | 27501.3272 | 8250.3982 | 19250.929 | 21634.9149 | 5854.4123 | 45.5214 | 43.3728 | 45.5214 | 44.0566 | 0 | 0.3 | 0.7 | 0.7 | 0.78669 | 0.21288 | 1 | 0 | 0.86183 | 0 | 0.88363 | 0.84601 | 1 | 0.86524 | 39369.0708 | 152111.064 | 14882926857.6743 | 5209024400.186 | 12482979.48 | 14719931.3892 | 2649.5877 | 0.65031 | 0.65532 | 0.023116 | 0.76534 | 0.77175 | 0.87053 | 1.2083
0.25 | 1 | 1000 | 28948.1339 | 8684.4402 | 20263.6937 | 22773.5946 | 6162.5392 | 47.2857 | 45.6555 | 47.2857 | 46.3754 | 0 | 0.3 | 0.7 | 0.7 | 0.7867 | 0.21288 | 1 | 0 | 0.86786 | 0 | 0.89031 | 0.84782 | 1 | 0.87177 | 38035.7404 | 152419.1909 | 15658606095.171 | 5480512133.3099 | 13139978.4 | 15494664.6202 | 2789.0396 | 0.67551 | 0.68981 | 0.023116 | 0.77111 | 0.77331 | 0.87228 | 1.1924
0.25 | 1 | 1050 | 30394.9406 | 9127.6766 | 21267.264 | 23912.2744 | 6470.6662 | 49.05 | 47.9383 | 49.05 | 48.6941 | 0 | 0.3003 | 0.6997 | 0.6997 | 0.78672 | 0.21289 | 1 | 0 | 0.87389 | 0 | 0.89699 | 0.84963 | 1 | 0.87831 | 36684.1681 | 152727.3179 | 16434285332.6678 | 5751999866.4337 | 13796977.32 | 16269397.8512 | 2928.4916 | 0.70071 | 0.7243 | 0.023116 | 0.77688 | 0.77487 | 0.87404 | 1.178
0.25 | 1 | 1100 | 31841.7473 | 9788.0638 | 22053.6834 | 25050.9541 | 6778.7932 | 51.0129 | 50.2211 | 50.8143 | 51.0129 | 0 | 0.3074 | 0.6926 | 0.6926 | 0.78673 | 0.21289 | 1 | 0 | 0.87993 | 0 | 0.90367 | 0.85144 | 1 | 0.88485 | 35302.3109 | 153035.4449 | 17209964570.1645 | 6023487599.5576 | 14453976.24 | 17044131.0823 | 3067.9436 | 0.72876 | 0.75879 | 0.023116 | 0.78266 | 0.77644 | 0.8758 | 1.1695
0.25 | 1 | 1150 | 33288.5539 | 10662.9869 | 22625.567 | 26189.6338 | 7086.9201 | 53.3317 | 52.5039 | 52.5785 | 53.3317 | 0 | 0.32032 | 0.67968 | 0.67968 | 0.78675 | 0.21289 | 1 | 0 | 0.88596 | 0 | 0.91035 | 0.85325 | 1 | 0.89139 | 33910.6888 | 153343.5718 | 17985643807.6613 | 6294975332.6815 | 15110975.16 | 17818864.3133 | 3207.3956 | 0.76188 | 0.79328 | 0.023116 | 0.78843 | 0.778 | 0.87755 | 1.1695
0.25 | 1 | 1200 | 34735.3606 | 11784.0119 | 22951.3487 | 27328.3136 | 7395.0471 | 55.6504 | 54.7775 | 54.3724 | 55.6504 | 0 | 0.33925 | 0.66075 | 0.66075 | 0.78676 | 0.2129 | 1 | 0 | 0.89199 | 0 | 0.91703 | 0.85506 | 1 | 0.89793 | 32519.0667 | 153651.6988 | 18761323045.1581 | 6566463065.8053 | 15767974.08 | 18593597.5443 | 3346.8476 | 0.79501 | 0.82777 | 0.023116 | 0.7942 | 0.77956 | 0.87931 | 1.1696
0.25 | 1 | 1250 | 36182.1673 | 13089.4518 | 23092.7156 | 28466.9933 | 7703.174 | 57.9692 | 57.0599 | 56.6379 | 57.9692 | 0 | 0.36177 | 0.63823 | 0.63823 | 0.78677 | 0.2129 | 1 | 0 | 0.89803 | 0 | 0.92371 | 0.85687 | 1 | 0.90447 | 31127.4446 | 153959.8257 | 19537002282.6548 | 6837950798.9292 | 16424973 | 19368330.7753 | 3486.2995 | 0.82813 | 0.86226 | 0.023116 | 0.79997 | 0.78113 | 0.88107 | 1.1696
0.25 | 1 | 1300 | 37628.974 | 14464.0273 | 23164.9468 | 29605.673 | 8011.301 | 60.288 | 59.3423 | 58.9034 | 60.288 | 0 | 0.38439 | 0.61561 | 0.61561 | 0.78678 | 0.2129 | 1 | 0 | 0.90406 | 0 | 0.93039 | 0.85867 | 1 | 0.91101 | 29735.8225 | 154267.9527 | 20312681520.1516 | 7109438532.0531 | 17081971.92 | 20143064.0063 | 3625.7515 | 0.86126 | 0.89675 | 0.023116 | 0.80575 | 0.78269 | 0.88282 | 1.1696
0.25 | 1 | 1350 | 39075.7807 | 15854.7501 | 23221.0306 | 30744.3528 | 8319.428 | 62.6068 | 61.6247 | 61.169 | 62.6068 | 0 | 0.40574 | 0.59426 | 0.59426 | 0.78679 | 0.2129 | 1 | 0 | 0.9101 | 1 | 0.93706 | 0.86048 | 1 | 0.91755 | 28342.7959 | 154576.0797 | 21088360757.6483 | 7380926265.1769 | 17738970.84 | 20917797.2373 | 3765.2035 | 0.89438 | 0.93124 | 0.023116 | 0.81152 | 0.78425 | 0.88458 | 1.1696
0.25 | 1 | 1400 | 40522.5874 | 17245.6812 | 23276.9063 | 31883.0325 | 8627.5549 | 64.9255 | 63.9071 | 63.4345 | 64.9255 | 0 | 0.42558 | 0.57442 | 0.57442 | 0.7868 | 0.21291 | 1 | 0 | 0.9162 | 1 | 0.94374 | 0.86229 | 1 | 0.92409 | 26938.9897 | 154884.2066 | 21864039995.1451 | 7652413998.3008 | 18395969.76 | 21692530.4683 | 3904.6555 | 0.92751 | 0.96573 | 0.023116 | 0.81729 | 0.78582 | 0.88634 | 1.1696
0.25 | 1 | 1450 | 41969.3941 | 18636.6122 | 23332.7819 | 33021.7122 | 8935.6819 | 67.2443 | 66.1895 | 65.7 | 67.2443 | 0 | 0.44405 | 0.55595 | 0.55595 | 0.7868 | 0.21291 | 1 | 0 | 0.9223 | 1 | 0.95042 | 0.8641 | 1 | 0.93063 | 25535.1836 | 155192.3336 | 22639719232.6418 | 7923901731.4246 | 19052968.68 | 22467263.6993 | 4044.1075 | 0.96063 | 1.0002 | 0.023116 | 0.82306 | 0.78738 | 0.88809 | 1.1696
0.25 | 1 | 1500 | 43416.2008 | 20033.6857 | 23382.5151 | 34160.392 | 9243.8088 | 69.5631 | 68.4719 | 67.9655 | 69.5631 | 0 | 0.46143 | 0.53857 | 0.53857 | 0.78681 | 0.21291 | 1 | 0 | 0.9284 | 1 | 0.9571 | 0.86591 | 1 | 0.93717 | 24131.3774 | 155500.4605 | 23415398470.1386 | 8195389464.5485 | 19709967.6 | 23241996.9303 | 4183.5594 | 0.99376 | 1.0347 | 0.023116 | 0.82884 | 0.78894 | 0.88985 | 1.1696
0.25 | 1 | 1550 | 44863.0075 | 21432.0215 | 23430.986 | 35299.0717 | 9551.9358 | 71.8818 | 70.7543 | 70.231 | 71.8818 | 0 | 0.47772 | 0.52228 | 0.52228 | 0.78682 | 0.21291 | 1 | 0 | 0.9345 | 1 | 0.96378 | 0.86772 | 1 | 0.94371 | 22725.1846 | 155808.5875 | 24191077707.6354 | 8466877197.6724 | 20366966.52 | 24016730.1614 | 4323.0114 | 1.0269 | 1.0692 | 0.023116 | 0.83461 | 0.79051 | 0.89161 | 1.1696
0.25 | 1 | 1600 | 46309.8142 | 22832.2197 | 23477.5945 | 36437.7514 | 9860.0628 | 74.2006 | 73.0367 | 72.4965 | 74.2006 | 0 | 0.49303 | 0.50697 | 0.50697 | 0.78683 | 0.21292 | 1 | 0 | 0.94061 | 1 | 0.97046 | 0.86952 | 1 | 0.95025 | 21296.0374 | 156116.7145 | 24966756945.1321 | 8738364930.7962 | 21023965.44 | 24791463.3924 | 4462.4634 | 1.06 | 1.1037 | 0.023116 | 0.84038 | 0.79207 | 0.89336 | 1.1697
0.25 | 1 | 1650 | 47756.6209 | 24232.8637 | 23523.7572 | 37576.4311 | 10168.1897 | 76.5194 | 75.3191 | 74.7621 | 76.5194 | 0 | 0.50742 | 0.49258 | 0.49258 | 0.78683 | 0.21292 | 1 | 0 | 0.94671 | 1 | 0.97714 | 0.87133 | 1 | 0.95679 | 19856.0121 | 156424.8414 | 25742436182.6289 | 9009852663.9201 | 21680964.36 | 25566196.6234 | 4601.9154 | 1.0931 | 1.1382 | 0.023116 | 0.84615 | 0.79363 | 0.89512 | 1.1697
0.25 | 1 | 1700 | 49203.4276 | 25633.5076 | 23569.9199 | 38715.1109 | 10476.3167 | 78.8381 | 77.6015 | 77.0276 | 78.8381 | 0 | 0.52097 | 0.47903 | 0.47903 | 0.78684 | 0.21292 | 1 | 0 | 0.95281 | 1 | 0.98 | 0.87314 | 1 | 0.96333 | 18415.9869 | 156732.9684 | 26518114451.3527 | 9281340057.9734 | 22337963.28 | 26340929.8544 | 4741.3674 | 1.1263 | 1.1727 | 0.023116 | 0.85191 | 0.7952 | 0.89688 | 1.1697
0.25 | 1 | 1750 | 50650.2343 | 27034.1516 | 23616.0826 | 39853.7906 | 10784.4437 | 81.1569 | 79.8839 | 79.2931 | 81.1569 | 0 | 0.53374 | 0.46626 | 0.46626 | 0.78684 | 0.21292 | 1 | 0 | 0.95891 | 1 | 0.98 | 0.87495 | 1 | 0.96987 | 16975.9616 | 157041.0954 | 27293791073.4376 | 9552826875.7032 | 22994962.2 | 27115663.0854 | 4880.8194 | 1.1594 | 1.2072 | 0.023116 | 0.85766 | 0.79676 | 0.89863 | 1.1697
0.25 | 1 | 1800 | 52097.041 | 28434.7956 | 23662.2453 | 40992.4703 | 11092.5706 | 83.4757 | 82.1663 | 81.5586 | 83.4757 | 0 | 0.5458 | 0.4542 | 0.4542 | 0.78685 | 0.21292 | 1 | 0 | 0.96501 | 1 | 0.98 | 0.87676 | 1 | 0.97641 | 15535.9364 | 157349.2223 | 28069461817.2093 | 9824311636.0233 | 23651961.12 | 27890396.3164 | 5020.2713 | 1.1925 | 1.2416 | 0.023116 | 0.86334 | 0.79832 | 0.90039 | 1.1697
0.25 | 1 | 1850 | 53543.8477 | 29835.4396 | 23708.4081 | 42131.1501 | 11400.6976 | 85.7944 | 84.4487 | 83.8241 | 85.7944 | 0 | 0.55722 | 0.44278 | 0.44278 | 0.78685 | 0.21292 | 1 | 0 | 0.97112 | 1 | 0.98 | 0.87857 | 1 | 0.98295 | 14081.9443 | 157657.3493 | 28845118792.3026 | 10095791577.3059 | 24308960.04 | 28665129.5474 | 5159.7233 | 1.2256 | 1.2761 | 0.023116 | 0.86888 | 0.79989 | 0.90215 | 1.1697
0.25 | 1 | 1900 | 54990.6543 | 31236.0836 | 23754.5708 | 43269.8298 | 11708.8245 | 88.1132 | 86.7311 | 86.0896 | 88.1132 | 0 | 0.56803 | 0.43197 | 0.43197 | 0.78686 | 0.21292 | 1 | 0 | 0.97722 | 1 | 0.98 | 0.88038 | 1 | 0.98951 | 12625.39 | 157965.4762 | 29620759355.8699 | 10367265774.5545 | 24965958.96 | 29439862.7784 | 5299.1753 | 1.2588 | 1.3106 | 0.023116 | 0.87426 | 0.80145 | 0.9039 | 1.1697
0.25 | 1 | 1950 | 56437.461 | 32636.7276 | 23800.7335 | 44408.5095 | 12016.9515 | 90.432 | 89.0135 | 88.3552 | 90.432 | 0 | 0.57828 | 0.42172 | 0.42172 | 0.78686 | 0.21293 | 1 | 0 | 0.98332 | 1 | 0.98 | 0.88218 | 1 | 0.99612 | 10984.1722 | 158273.6032 | 30396382449.2442 | 10638733857.2355 | 25622957.88 | 30214596.0095 | 5438.6273 | 1.2919 | 1.3451 | 0.023116 | 0.87944 | 0.80301 | 0.90566 | 1.1697
0.25 | 1 | 2000 | 57884.2677 | 34037.3716 | 23846.8962 | 45547.1893 | 12325.0785 | 92.7507 | 91.2959 | 90.6207 | 92.7507 | 0 | 0.58802 | 0.41198 | 0.41198 | 0.78687 | 0.21293 | 1 | 0 | 0.98942 | 1 | 0.98 | 0.88399 | 1 | 1 | 9335.8715 | 158581.7302 | 31171980142.642 | 10910193049.9247 | 26279956.8 | 30989329.2405 | 5578.0793 | 1.325 | 1.3796 | 0.023116 | 0.88437 | 0.80457 | 0.90742 | 1.1697
0.5 | 0 | 0 | 0 | 0 | 0 | 0 | 0 | 0 | 0 | 0 | 0 | 0 | 0 | 0 | 0 | 0 | 0 | 1 | 0 | 0.75618 | 0 | 0.75775 | 0.80233 | 1 | 0.76047 | 60848.5043 | 145488.6696 | 143611379.5531 | 50263982.8436 | 0 | 0 | 0 | 0 | 0 | 0 | 0.66273 | 0.73815 | 0.79925
0.5 | 0 | 50 | 1454.5262 | 436.3579 | 1018.1683 | 1135.3109 | 307.2153 | 13.7639 | 2.27 | 13.7639 | 2.3052 | 0 | 0.3 | 0.7 | 0.7 | 0.78054 | 0.21121 | 1 | 0 | 0.76201 | 0 | 0.76418 | 0.80403 | 1 | 0.76692 | 60428.0306 | 145795.8849 | 917001850.9662 | 320950647.8382 | 656998.92 | 772441.1271 | 308.9765 | 0.19663 | 0.034288 | 0.023116 | 0.66868 | 0.73971 | 0.80093 | 6.9078
0.5 | 0 | 100 | 2897.0524 | 869.1157 | 2027.9367 | 2270.6217 | 614.4307 | 15.5277 | 4.5399 | 15.5277 | 4.6103 | 0 | 0.3 | 0.7 | 0.7 | 0.78377 | 0.21209 | 1 | 0 | 0.76784 | 0 | 0.77069 | 0.80574 | 1 | 0.77345 | 60021.6969 | 146103.1003 | 1690385108.3172 | 591634787.911 | 1313997.84 | 1544882.2542 | 617.9529 | 0.22182 | 0.068576 | 0.023116 | 0.67457 | 0.74126 | 0.80261 | 3.9127
0.5 | 0 | 150 | 4339.5786 | 1301.8736 | 3037.705 | 3405.9326 | 921.646 | 17.2916 | 6.8099 | 17.2916 | 6.9155 | 0 | 0.3 | 0.7 | 0.7 | 0.78485 | 0.21238 | 1 | 0 | 0.77405 | 0 | 0.77757 | 0.80744 | 1 | 0.78036 | 59615.3632 | 146410.3156 | 2463768365.6683 | 862318927.9839 | 1970996.76 | 2317323.3812 | 926.9294 | 0.24702 | 0.10286 | 0.023116 | 0.68047 | 0.74282 | 0.80429 | 2.9088
0.5 | 0 | 200 | 5782.1048 | 1734.6315 | 4047.4734 | 4541.2435 | 1228.8614 | 19.0555 | 9.0799 | 19.0555 | 9.2206 | 0 | 0.3 | 0.7 | 0.7 | 0.7854 | 0.21253 | 1 | 0 | 0.78028 | 0 | 0.78445 | 0.80914 | 1 | 0.78726 | 59207.8033 | 146717.531 | 3237151623.0193 | 1133003068.0568 | 2627995.68 | 3089764.5083 | 1235.9058 | 0.27222 | 0.13715 | 0.023116 | 0.68637 | 0.74438 | 0.80597 | 2.4058
0.5 | 0 | 250 | 7224.6311 | 2167.3893 | 5057.2417 | 5676.5543 | 1536.0767 | 20.8193 | 11.3499 | 20.8193 | 11.5258 | 0 | 0.3 | 0.7 | 0.7 | 0.78572 | 0.21262 | 1 | 0 | 0.78651 | 0 | 0.79133 | 0.81084 | 1 | 0.79417 | 58796.3041 | 147024.7463 | 4010534880.3704 | 1403687208.1296 | 3284994.6 | 3862205.6354 | 1544.8823 | 0.29742 | 0.17144 | 0.023116 | 0.69227 | 0.74594 | 0.80765 | 2.1037
0.5 | 0 | 300 | 8667.1573 | 2600.1472 | 6067.0101 | 6811.8652 | 1843.2921 | 22.5832 | 13.6198 | 22.5832 | 13.831 | 0 | 0.3 | 0.7 | 0.7 | 0.78594 | 0.21268 | 1 | 0 | 0.79274 | 0 | 0.79821 | 0.81256 | 1 | 0.80107 | 58374.6624 | 147331.9617 | 4783918137.7214 | 1674371348.2025 | 3941993.52 | 4634646.7625 | 1853.8587 | 0.32262 | 0.20573 | 0.023116 | 0.69817 | 0.7475 | 0.80933 | 1.9021
0.5 | 0 | 350 | 10109.6835 | 3032.905 | 7076.7784 | 7947.1761 | 2150.5074 | 24.3471 | 15.8898 | 24.3471 | 16.1361 | 0 | 0.3 | 0.7 | 0.7 | 0.7861 | 0.21272 | 1 | 0 | 0.79897 | 0 | 0.80509 | 0.81438 | 1 | 0.80798 | 57930.0896 | 147639.177 | 5557301395.0725 | 1945055488.2754 | 4598992.44 | 5407087.8895 | 2162.8352 | 0.34782 | 0.24001 | 0.023116 | 0.70406 | 0.74906 | 0.81101 | 1.7581
0.5 | 0 | 400 | 11552.2097 | 3465.6629 | 8086.5468 | 9082.4869 | 2457.7228 | 26.1109 | 18.1598 | 26.1109 | 18.4413 | 0 | 0.3 | 0.7 | 0.7 | 0.78621 | 0.21275 | 1 | 0 | 0.8052 | 0 | 0.81197 | 0.8162 | 1 | 0.81488 | 57485.5168 | 147946.3924 | 6330684652.4235 | 2215739628.3482 | 5255991.36 | 6179529.0166 | 2471.8116 | 0.37301 | 0.2743 | 0.023116 | 0.70996 | 0.75062 | 0.8127 | 1.65
0.5 | 0 | 450 | 12994.7359 | 3898.4208 | 9096.3151 | 10217.7978 | 2764.9381 | 27.8748 | 20.4298 | 27.8748 | 20.7464 | 0 | 0.3 | 0.7 | 0.7 | 0.7863 | 0.21277 | 1 | 0 | 0.81143 | 0 | 0.81885 | 0.81802 | 1 | 0.82179 | 57040.9439 | 148253.6077 | 7104067909.7746 | 2486423768.4211 | 5912990.28 | 6951970.1437 | 2780.7881 | 0.39821 | 0.30859 | 0.023116 | 0.71586 | 0.75217 | 0.81438 | 1.5659
0.5 | 0 | 500 | 14437.2621 | 4331.1786 | 10106.0835 | 11353.1087 | 3072.1535 | 29.6387 | 22.6997 | 29.6387 | 23.0516 | 0 | 0.3 | 0.7 | 0.7 | 0.78638 | 0.21279 | 1 | 0 | 0.81766 | 0 | 0.82573 | 0.81984 | 1 | 0.82869 | 56596.0095 | 148560.8231 | 7877451167.1256 | 2757107908.494 | 6569989.2 | 7724411.2708 | 3089.7645 | 0.42341 | 0.34288 | 0.023116 | 0.72176 | 0.75373 | 0.81606 | 1.4986
0.5 | 0 | 550 | 15879.7883 | 4763.9365 | 11115.8518 | 12488.4195 | 3379.3688 | 31.4025 | 24.9697 | 31.4025 | 25.3568 | 0 | 0.3 | 0.7 | 0.7 | 0.78643 | 0.21281 | 1 | 0 | 0.82389 | 0 | 0.83261 | 0.82165 | 1 | 0.8356 | 56148.8167 | 148868.0384 | 8650834424.4767 | 3027792048.5668 | 7226988.12 | 8496852.3979 | 3398.741 | 0.44861 | 0.37717 | 0.023116 | 0.72765 | 0.75529 | 0.81774 | 1.4436
0.5 | 0 | 600 | 17322.3145 | 5196.6944 | 12125.6202 | 13623.7304 | 3686.5842 | 33.1664 | 27.2397 | 33.1664 | 27.6619 | 0 | 0.3 | 0.7 | 0.7 | 0.78648 | 0.21282 | 1 | 0 | 0.83012 | 0 | 0.83949 | 0.82347 | 1 | 0.8425 | 55259.1114 | 149175.2538 | 9424217681.8277 | 3298476188.6397 | 7883987.04 | 9269293.5249 | 3707.7174 | 0.47381 | 0.41145 | 0.023116 | 0.73355 | 0.75685 | 0.81942 | 1.3977
0.5 | 0 | 650 | 18764.8408 | 5629.4522 | 13135.3885 | 14759.0413 | 3993.7995 | 34.9302 | 29.5097 | 34.9302 | 29.9671 | 0 | 0.3 | 0.7 | 0.7 | 0.78653 | 0.21283 | 1 | 0 | 0.83635 | 0 | 0.84637 | 0.82529 | 1 | 0.84941 | 53983.1441 | 149482.4691 | 10197600939.1787 | 3569160328.7126 | 8540985.96 | 10041734.652 | 4016.6939 | 0.499 | 0.44574 | 0.023116 | 0.73945 | 0.75841 | 0.8211 | 1.3589
0.5 | 0 | 700 | 20207.367 | 6062.2101 | 14145.1569 | 15894.3521 | 4301.0148 | 36.6941 | 31.7796 | 36.6941 | 32.2722 | 0 | 0.3 | 0.7 | 0.7 | 0.78656 | 0.21284 | 1 | 0 | 0.84258 | 0 | 0.85325 | 0.82711 | 1 | 0.85631 | 52707.1768 | 149789.6844 | 10970984196.5298 | 3839844468.7854 | 9197984.88 | 10814175.7791 | 4325.6703 | 0.5242 | 0.48003 | 0.023116 | 0.74535 | 0.75997 | 0.82278 | 1.3256
0.5 | 0 | 750 | 21649.8932 | 6494.968 | 15154.9252 | 17029.663 | 4608.2302 | 38.458 | 34.0496 | 38.458 | 34.5774 | 0 | 0.3 | 0.7 | 0.7 | 0.78659 | 0.21285 | 1 | 0 | 0.84881 | 0 | 0.86013 | 0.82893 | 1 | 0.86322 | 51430.27 | 150096.8998 | 11744367453.8808 | 4110528608.8583 | 9854983.8 | 11586616.9062 | 4634.6468 | 0.5494 | 0.51432 | 0.023116 | 0.75125 | 0.76153 | 0.82446 | 1.2967
0.5 | 0 | 800 | 23092.4194 | 6927.7258 | 16164.6936 | 18164.9739 | 4915.4455 | 40.2218 | 36.3196 | 40.2218 | 36.8826 | 0 | 0.3 | 0.7 | 0.7 | 0.78662 | 0.21286 | 1 | 0 | 0.85504 | 0 | 0.86701 | 0.83075 | 1 | 0.87012 | 50143.3541 | 150404.1151 | 12517750711.2319 | 4381212748.9312 | 10511982.72 | 12359058.0333 | 4943.6232 | 0.5746 | 0.54861 | 0.023116 | 0.75714 | 0.76309 | 0.82615 | 1.2715
0.5 | 0 | 850 | 24534.9456 | 7360.4837 | 17174.4619 | 19300.2847 | 5222.6609 | 41.9857 | 38.5896 | 41.9857 | 39.1877 | 0 | 0.3 | 0.7 | 0.7 | 0.78664 | 0.21287 | 1 | 0 | 0.86127 | 0 | 0.87389 | 0.83256 | 1 | 0.87703 | 48837.4321 | 150711.3305 | 13291133968.5829 | 4651896889.004 | 11168981.64 | 13131499.1603 | 5252.5997 | 0.5998 | 0.58289 | 0.023116 | 0.76304 | 0.76464 | 0.82783 | 1.2492
0.5 | 0 | 900 | 25977.4718 | 7793.2415 | 18184.2303 | 20435.5956 | 5529.8762 | 43.7496 | 40.8595 | 43.7496 | 41.4929 | 0 | 0.3 | 0.7 | 0.7 | 0.78667 | 0.21287 | 1 | 0 | 0.8675 | 0 | 0.88077 | 0.83438 | 1 | 0.88393 | 47515.7615 | 151018.5458 | 14064517225.934 | 4922581029.0769 | 11825980.56 | 13903940.2874 | 5561.5761 | 0.62499 | 0.61718 | 0.023116 | 0.76894 | 0.7662 | 0.82951 | 1.2294
0.5 | 0 | 950 | 27419.998 | 8225.9994 | 19193.9986 | 21570.9065 | 5837.0916 | 45.5134 | 43.1295 | 45.5134 | 43.798 | 0 | 0.3 | 0.7 | 0.7 | 0.78669 | 0.21288 | 1 | 0 | 0.87373 | 0 | 0.88765 | 0.8362 | 1 | 0.89084 | 46194.0908 | 151325.7612 | 14837900483.285 | 5193265169.1498 | 12482979.48 | 14676381.4145 | 5870.5526 | 0.65019 | 0.65147 | 0.023116 | 0.77484 | 0.76776 | 0.83119 | 1.2117
0.5 | 0 | 1000 | 28862.5242 | 8658.7573 | 20203.767 | 22706.2173 | 6144.3069 | 47.2773 | 45.3995 | 47.2773 | 46.1032 | 0 | 0.3 | 0.7 | 0.7 | 0.7867 | 0.21288 | 1 | 0 | 0.87996 | 0 | 0.89453 | 0.83802 | 1 | 0.89774 | 44872.4202 | 151632.9765 | 15611283740.6361 | 5463949309.2226 | 13139978.4 | 15448822.5416 | 6179.529 | 0.67539 | 0.68576 | 0.023116 | 0.78073 | 0.76932 | 0.83287 | 1.1958
0.5 | 0 | 1050 | 30305.0504 | 9091.5151 | 21213.5353 | 23841.5282 | 6451.5223 | 49.0412 | 47.6695 | 49.0412 | 48.4084 | 0 | 0.3 | 0.7 | 0.7 | 0.78672 | 0.21289 | 1 | 0 | 0.88619 | 0 | 0.90141 | 0.83984 | 1 | 0.90465 | 43550.7496 | 151940.1919 | 16384666997.9871 | 5734633449.2955 | 13796977.32 | 16221263.6686 | 6488.5055 | 0.70059 | 0.72004 | 0.023116 | 0.78663 | 0.77088 | 0.83455 | 1.1813
0.5 | 0 | 1100 | 31747.5767 | 9524.3787 | 22223.1979 | 24976.8391 | 6758.7376 | 50.805 | 49.9394 | 50.805 | 50.7135 | 0 | 0.3 | 0.7 | 0.7 | 0.78673 | 0.21289 | 1 | 0 | 0.89242 | 0 | 0.90829 | 0.84165 | 1 | 0.91155 | 42229.079 | 152247.4072 | 17158050255.3382 | 6005317589.3684 | 14453976.24 | 16993704.7957 | 6797.4819 | 0.72579 | 0.75433 | 0.023116 | 0.79253 | 0.77244 | 0.83623 | 1.1682
0.5 | 0 | 1150 | 33190.1029 | 10074.9999 | 23115.103 | 26112.1499 | 7065.953 | 53.0187 | 52.2094 | 52.5689 | 53.0187 | 0 | 0.30355 | 0.69645 | 0.69645 | 0.78675 | 0.21289 | 1 | 0 | 0.89865 | 1 | 0.91517 | 0.84347 | 1 | 0.91846 | 40907.4084 | 152554.6226 | 17931433512.6892 | 6276001729.4412 | 15110975.16 | 17766145.9228 | 7106.4584 | 0.75741 | 0.78862 | 0.023116 | 0.79843 | 0.774 | 0.83792 | 1.1661
0.5 | 0 | 1200 | 34632.6291 | 10843.3383 | 23789.2907 | 27247.4608 | 7373.1683 | 55.3238 | 54.4735 | 54.3328 | 55.3238 | 0 | 0.3131 | 0.6869 | 0.6869 | 0.78676 | 0.2129 | 1 | 0 | 0.90488 | 1 | 0.92205 | 0.84529 | 1 | 0.92536 | 39585.7377 | 152861.8379 | 18704816770.0402 | 6546685869.5141 | 15767974.08 | 18538587.0499 | 7415.4348 | 0.79034 | 0.82291 | 0.023116 | 0.80433 | 0.77555 | 0.8396 | 1.1661
0.5 | 0 | 1250 | 36075.1553 | 11822.6271 | 24252.5281 | 28382.7716 | 7680.3836 | 57.629 | 56.7432 | 56.4226 | 57.629 | 0 | 0.32772 | 0.67228 | 0.67228 | 0.78677 | 0.2129 | 1 | 0 | 0.91111 | 1 | 0.92893 | 0.84711 | 1 | 0.93227 | 38261.5268 | 153169.0532 | 19478200027.3913 | 6817370009.587 | 16424973 | 19311028.177 | 7724.4113 | 0.82327 | 0.8572 | 0.023116 | 0.81022 | 0.77711 | 0.84128 | 1.1662
0.5 | 0 | 1300 | 37517.6815 | 13022.7549 | 24494.9266 | 29518.0825 | 7987.599 | 59.9342 | 59.0129 | 58.6795 | 59.9342 | 0 | 0.34711 | 0.65289 | 0.65289 | 0.78678 | 0.2129 | 1 | 0 | 0.91734 | 1 | 0.93581 | 0.84893 | 1 | 0.93917 | 36934.8871 | 153476.2686 | 20251583284.7424 | 7088054149.6598 | 17081971.92 | 20083469.304 | 8033.3877 | 0.8562 | 0.89148 | 0.023116 | 0.81612 | 0.77867 | 0.84296 | 1.1662
0.5 | 0 | 1350 | 38960.2077 | 14348.0833 | 24612.1244 | 30653.3934 | 8294.8143 | 62.2393 | 61.2827 | 60.9364 | 62.2393 | 0 | 0.36828 | 0.63172 | 0.63172 | 0.78679 | 0.2129 | 1 | 0 | 0.92357 | 1 | 0.94269 | 0.85075 | 1 | 0.94608 | 35583.352 | 153783.4839 | 21024966542.0934 | 7358738289.7327 | 17738970.84 | 20855910.4311 | 8342.3642 | 0.88913 | 0.92577 | 0.023116 | 0.82202 | 0.78023 | 0.84464 | 1.1662
0.5 | 0 | 1400 | 40402.7339 | 15727.1576 | 24675.5763 | 31788.7042 | 8602.0297 | 64.5445 | 63.5524 | 63.1933 | 64.5445 | 0 | 0.38926 | 0.61074 | 0.61074 | 0.7868 | 0.21291 | 1 | 0 | 0.9298 | 1 | 0.94957 | 0.85256 | 1 | 0.95298 | 34211.4748 | 154090.6993 | 21798349799.4444 | 7629422429.8056 | 18395969.76 | 21628351.5582 | 8651.3406 | 0.92206 | 0.96006 | 0.023116 | 0.82792 | 0.78179 | 0.84632 | 1.1662
0.5 | 0 | 1450 | 41845.2601 | 17113.3402 | 24731.9199 | 32924.0151 | 8909.245 | 66.8496 | 65.8221 | 65.4502 | 66.8496 | 0 | 0.40897 | 0.59103 | 0.59103 | 0.7868 | 0.21291 | 1 | 0 | 0.93603 | 1 | 0.95645 | 0.85438 | 1 | 0.95989 | 32832.517 | 154397.9146 | 22571733056.7955 | 7900106569.8784 | 19052968.68 | 22400792.6853 | 8960.3171 | 0.95499 | 0.99435 | 0.023116 | 0.83381 | 0.78335 | 0.848 | 1.1662
0.5 | 0 | 1500 | 43287.7864 | 18499.5228 | 24788.2635 | 34059.326 | 9216.4604 | 69.1548 | 68.0918 | 67.7071 | 69.1548 | 0 | 0.42736 | 0.57264 | 0.57264 | 0.78681 | 0.21291 | 1 | 0 | 0.94226 | 1 | 0.96333 | 0.8562 | 1 | 0.96679 | 31448.3978 | 154705.13 | 23345116314.1465 | 8170790709.9513 | 19709967.6 | 23173233.8124 | 9269.2935 | 0.98793 | 1.0286 | 0.023116 | 0.83971 | 0.78491 | 0.84968 | 1.1662
0.5 | 0 | 1550 | 44730.3126 | 19885.7054 | 24844.6072 | 35194.6368 | 9523.6757 | 71.46 | 70.3616 | 69.964 | 71.46 | 0 | 0.44457 | 0.55543 | 0.55543 | 0.78682 | 0.21291 | 1 | 0 | 0.94849 | 1 | 0.97021 | 0.85802 | 1 | 0.9737 | 30064.2786 | 155012.3453 | 24118499571.4976 | 8441474850.0242 | 20366966.52 | 23945674.9394 | 9578.27 | 1.0209 | 1.0629 | 0.023116 | 0.84561 | 0.78647 | 0.85137 | 1.1662
0.5 | 0 | 1600 | 46172.8388 | 21271.888 | 24900.9508 | 36329.9477 | 9830.8911 | 73.7651 | 72.6313 | 72.2209 | 73.7651 | 0 | 0.4607 | 0.5393 | 0.5393 | 0.78683 | 0.21292 | 1 | 0 | 0.95472 | 1 | 0.97709 | 0.85984 | 1 | 0.9806 | 28672.0758 | 155319.5607 | 24891882828.8486 | 8712158990.097 | 21023965.44 | 24718116.0665 | 9887.2464 | 1.0538 | 1.0972 | 0.023116 | 0.85151 | 0.78802 | 0.85305 | 1.1662
0.5 | 0 | 1650 | 47615.365 | 22661.1678 | 24954.1972 | 37465.2586 | 10138.1064 | 76.0703 | 74.901 | 74.4778 | 76.0703 | 0 | 0.47592 | 0.52408 | 0.52408 | 0.78683 | 0.21292 | 1 | 0 | 0.96095 | 1 | 0.98 | 0.86166 | 1 | 0.98751 | 27275.8302 | 155626.776 | 25665265495.3604 | 8982842923.3761 | 21680964.36 | 25490557.1936 | 10196.2229 | 1.0867 | 1.1315 | 0.023116 | 0.8574 | 0.78958 | 0.85473 | 1.1662
0.5 | 0 | 1700 | 49057.8912 | 24052.2927 | 25005.5985 | 38600.5694 | 10445.3218 | 78.3754 | 77.1707 | 76.7347 | 78.3754 | 0 | 0.49028 | 0.50972 | 0.50972 | 0.78684 | 0.21292 | 1 | 0 | 0.96718 | 1 | 0.98 | 0.86347 | 1 | 0.99441 | 25879.5846 | 155933.9914 | 26438645102.7682 | 9253525785.9689 | 22337963.28 | 26262998.3207 | 10505.1993 | 1.1196 | 1.1658 | 0.023116 | 0.86326 | 0.79114 | 0.85641 | 1.1663
0.5 | 0 | 1750 | 50500.4174 | 25444.169 | 25056.2484 | 39735.8803 | 10752.5371 | 80.6806 | 79.4405 | 78.9916 | 80.6806 | 0 | 0.50384 | 0.49616 | 0.49616 | 0.78684 | 0.21292 | 1 | 0 | 0.97341 | 1 | 0.98 | 0.86529 | 1 | 1 | 24483.8396 | 156241.2067 | 27212018464.0715 | 9524206462.425 | 22994962.2 | 27035439.4477 | 10814.1758 | 1.1526 | 1.2001 | 0.023116 | 0.86905 | 0.7927 | 0.85809 | 1.1663
0.5 | 0 | 1800 | 51942.9436 | 26837.6011 | 25105.3425 | 40871.1912 | 11059.7525 | 82.9858 | 81.7102 | 81.2485 | 82.9858 | 0 | 0.51667 | 0.48333 | 0.48333 | 0.78685 | 0.21292 | 1 | 0 | 0.97964 | 1 | 0.98 | 0.86711 | 1 | 1 | 23094.8032 | 156548.4221 | 27985379687.064 | 9794882890.4724 | 23651961.12 | 27807880.5748 | 11123.1522 | 1.1855 | 1.2344 | 0.023116 | 0.87471 | 0.79426 | 0.85977 | 1.1663
0.5 | 0 | 1850 | 53385.4698 | 28231.0332 | 25154.4366 | 42006.502 | 11366.9678 | 85.2909 | 83.9799 | 83.5054 | 85.2909 | 0 | 0.52881 | 0.47119 | 0.47119 | 0.78685 | 0.21292 | 1 | 0 | 0.98587 | 1 | 0.98 | 0.86893 | 1 | 1 | 21717.5362 | 156855.6374 | 28758718298.8511 | 10065551404.5979 | 24308960.04 | 28580321.7019 | 11432.1287 | 1.2184 | 1.2687 | 0.023116 | 0.88013 | 0.79582 | 0.86145 | 1.1663
0.5 | 0 | 1900 | 54827.996 | 29624.4653 | 25203.5307 | 43141.8129 | 11674.1831 | 87.5961 | 86.2497 | 85.7623 | 87.5961 | 0 | 0.54032 | 0.45968 | 0.45968 | 0.78686 | 0.21292 | 1 | 0 | 0.9921 | 1 | 0.98 | 0.87075 | 1 | 1 | 20362.9082 | 157162.8527 | 29532034684.0123 | 10336212139.4043 | 24965958.96 | 29352762.829 | 11741.1051 | 1.2514 | 1.3029 | 0.023116 | 0.88532 | 0.79738 | 0.86313 | 1.1663
0.5 | 0 | 1950 | 56270.5223 | 31017.8974 | 25252.6248 | 44277.1238 | 11981.3985 | 89.9013 | 88.5194 | 88.0192 | 89.9013 | 0 | 0.55123 | 0.44877 | 0.44877 | 0.78686 | 0.21292 | 1 | 0 | 0.99834 | 1 | 0.98 | 0.87257 | 1 | 1 | 19031.4672 | 157470.0681 | 30305326268.3329 | 10606864193.9165 | 25622957.88 | 30125203.9561 | 12050.0816 | 1.2843 | 1.3372 | 0.023116 | 0.89024 | 0.79893 | 0.86482 | 1.1663
0.5 | 0 | 2000 | 57713.0485 | 32436.9646 | 25276.0839 | 45412.4346 | 12288.6138 | 92.2064 | 90.7479 | 90.2761 | 92.2064 | 0 | 0.56204 | 0.43796 | 0.43796 | 0.78687 | 0.21293 | 0.99896 | 247.4005 | 1.0046 | 1 | 0.98 | 0.87438 | 1 | 1 | 17738.0933 | 157617.0642 | 31078507231.077 | 10877477530.8769 | 26279956.8 | 30897645.0831 | 12359.058 | 1.3356 | 1.3715 | 0.023116 | 0.89495 | 0.79968 | 0.86562 | 1.1663
0.5 | 0.25 | 0 | 0 | 0 | 0 | 0 | 0 | 0 | 0 | 0 | 0 | 0 | 0 | 0 | 0 | 0 | 0 | 1 | 0 | 0.7511 | 0 | 0.75432 | 0.80233 | 1 | 0.75225 | 60741.8727 | 145488.6696 | 143738942.4759 | 50308629.8666 | 0 | 0 | 0 | 0 | 0 | 0 | 0.65981 | 0.73815 | 0.80698
0.5 | 0.25 | 50 | 1454.5262 | 436.3579 | 1018.1683 | 1135.3109 | 307.2153 | 13.7639 | 2.27 | 13.7639 | 2.3052 | 0 | 0.3 | 0.7 | 0.7 | 0.78054 | 0.21121 | 1 | 0 | 0.75689 | 0 | 0.76071 | 0.80403 | 1 | 0.75862 | 60321.1765 | 145795.8849 | 917129683.2713 | 320995389.1449 | 656998.92 | 772441.1271 | 266.4922 | 0.19663 | 0.034288 | 0.023116 | 0.66572 | 0.73971 | 0.80868 | 6.9078
0.5 | 0.25 | 100 | 2897.0524 | 869.1157 | 2027.9367 | 2270.6217 | 614.4307 | 15.5277 | 4.5399 | 15.5277 | 4.6103 | 0 | 0.3 | 0.7 | 0.7 | 0.78377 | 0.21209 | 1 | 0 | 0.76269 | 0 | 0.76718 | 0.80574 | 1 | 0.76507 | 59914.6203 | 146103.1003 | 1690513210.0046 | 591679623.5016 | 1313997.84 | 1544882.2542 | 532.9844 | 0.22182 | 0.068576 | 0.023116 | 0.67158 | 0.74126 | 0.81037 | 3.9127
0.5 | 0.25 | 150 | 4339.5786 | 1301.8736 | 3037.705 | 3405.9326 | 921.646 | 17.2916 | 6.8099 | 17.2916 | 6.9155 | 0 | 0.3 | 0.7 | 0.7 | 0.78485 | 0.21238 | 1 | 0 | 0.76885 | 0 | 0.77401 | 0.80744 | 1 | 0.77189 | 59508.0641 | 146410.3156 | 2463896736.7379 | 862363857.8583 | 1970996.76 | 2317323.3812 | 799.4766 | 0.24702 | 0.10286 | 0.023116 | 0.67744 | 0.74282 | 0.81207 | 2.9088
0.5 | 0.25 | 200 | 5782.1048 | 1734.6315 | 4047.4734 | 4541.2435 | 1228.8614 | 19.0555 | 9.0799 | 19.0555 | 9.2206 | 0 | 0.3 | 0.7 | 0.7 | 0.7854 | 0.21253 | 1 | 0 | 0.77504 | 0 | 0.78085 | 0.80914 | 1 | 0.77871 | 59099.0336 | 146717.531 | 3237280263.4712 | 1133048092.2149 | 2627995.68 | 3089764.5083 | 1065.9688 | 0.27222 | 0.13715 | 0.023116 | 0.6833 | 0.74438 | 0.81377 | 2.4058
0.5 | 0.25 | 250 | 7224.6311 | 2167.3893 | 5057.2417 | 5676.5543 | 1536.0767 | 20.8193 | 11.3499 | 20.8193 | 11.5258 | 0 | 0.3 | 0.7 | 0.7 | 0.78572 | 0.21262 | 1 | 0 | 0.78123 | 0 | 0.78769 | 0.81084 | 1 | 0.78552 | 58687.3091 | 147024.7463 | 4010663790.2046 | 1403732326.5716 | 3284994.6 | 3862205.6354 | 1332.4609 | 0.29742 | 0.17144 | 0.023116 | 0.68916 | 0.74594 | 0.81547 | 2.1037
0.5 | 0.25 | 300 | 8667.1573 | 2600.1472 | 6067.0101 | 6811.8652 | 1843.2921 | 22.5832 | 13.6198 | 22.5832 | 13.831 | 0 | 0.3 | 0.7 | 0.7 | 0.78594 | 0.21268 | 1 | 0 | 0.78742 | 0 | 0.79453 | 0.81256 | 1 | 0.79234 | 58257.2078 | 147331.9617 | 4784047316.9379 | 1674416560.9283 | 3941993.52 | 4634646.7625 | 1598.9531 | 0.32262 | 0.20573 | 0.023116 | 0.69503 | 0.7475 | 0.81716 | 1.9021
0.5 | 0.25 | 350 | 10109.6835 | 3032.905 | 7076.7784 | 7947.1761 | 2150.5074 | 24.3471 | 15.8898 | 24.3471 | 16.1361 | 0 | 0.3 | 0.7 | 0.7 | 0.7861 | 0.21272 | 1 | 0 | 0.79361 | 0 | 0.80137 | 0.81438 | 1 | 0.79916 | 57812.3915 | 147639.177 | 5557430843.6712 | 1945100795.2849 | 4598992.44 | 5407087.8895 | 1865.4453 | 0.34782 | 0.24001 | 0.023116 | 0.70089 | 0.74906 | 0.81886 | 1.7581
0.5 | 0.25 | 400 | 11552.2097 | 3465.6629 | 8086.5468 | 9082.4869 | 2457.7228 | 26.1109 | 18.1598 | 26.1109 | 18.4413 | 0 | 0.3 | 0.7 | 0.7 | 0.78621 | 0.21275 | 1 | 0 | 0.7998 | 0 | 0.8082 | 0.8162 | 1 | 0.80598 | 57367.5751 | 147946.3924 | 6330814370.4045 | 2215785029.6416 | 5255991.36 | 6179529.0166 | 2131.9375 | 0.37301 | 0.2743 | 0.023116 | 0.70675 | 0.75062 | 0.82056 | 1.65
0.5 | 0.25 | 450 | 12994.7359 | 3898.4208 | 9096.3151 | 10217.7978 | 2764.9381 | 27.8748 | 20.4298 | 27.8748 | 20.7464 | 0 | 0.3 | 0.7 | 0.7 | 0.7863 | 0.21277 | 1 | 0 | 0.80598 | 0 | 0.81504 | 0.81802 | 1 | 0.8128 | 56922.7587 | 148253.6077 | 7104197897.1378 | 2486469263.9982 | 5912990.28 | 6951970.1437 | 2398.4297 | 0.39821 | 0.30859 | 0.023116 | 0.71261 | 0.75217 | 0.82226 | 1.5659
0.5 | 0.25 | 500 | 14437.2621 | 4331.1786 | 10106.0835 | 11353.1087 | 3072.1535 | 29.6387 | 22.6997 | 29.6387 | 23.0516 | 0 | 0.3 | 0.7 | 0.7 | 0.78638 | 0.21279 | 1 | 0 | 0.81217 | 0 | 0.82188 | 0.81984 | 1 | 0.81962 | 56476.9286 | 148560.8231 | 7877581423.8712 | 2757153498.3549 | 6569989.2 | 7724411.2708 | 2664.9219 | 0.42341 | 0.34288 | 0.023116 | 0.71847 | 0.75373 | 0.82395 | 1.4986
0.5 | 0.25 | 550 | 15879.7883 | 4763.9365 | 11115.8518 | 12488.4195 | 3379.3688 | 31.4025 | 24.9697 | 31.4025 | 25.3568 | 0 | 0.3 | 0.7 | 0.7 | 0.78643 | 0.21281 | 1 | 0 | 0.81836 | 0 | 0.82872 | 0.82165 | 1 | 0.82644 | 56029.4908 | 148868.0384 | 8650964950.6045 | 3027837732.7116 | 7226988.12 | 8496852.3979 | 2931.4141 | 0.44861 | 0.37717 | 0.023116 | 0.72433 | 0.75529 | 0.82565 | 1.4436
0.5 | 0.25 | 600 | 17322.3145 | 5196.6944 | 12125.6202 | 13623.7304 | 3686.5842 | 33.1664 | 27.2397 | 33.1664 | 27.6619 | 0 | 0.3 | 0.7 | 0.7 | 0.78648 | 0.21282 | 1 | 0 | 0.82455 | 0 | 0.83555 | 0.82347 | 1 | 0.83326 | 54917.6763 | 149175.2538 | 9424348477.3378 | 3298521967.0682 | 7883987.04 | 9269293.5249 | 3197.9063 | 0.47381 | 0.41145 | 0.023116 | 0.73019 | 0.75685 | 0.82735 | 1.3977
0.5 | 0.25 | 650 | 18764.8408 | 5629.4522 | 13135.3885 | 14759.0413 | 3993.7995 | 34.9302 | 29.5097 | 34.9302 | 29.9671 | 0 | 0.3 | 0.7 | 0.7 | 0.78653 | 0.21283 | 1 | 0 | 0.83074 | 0 | 0.84239 | 0.82529 | 1 | 0.84008 | 53641.0072 | 149482.4691 | 10197732004.0711 | 3569206201.4249 | 8540985.96 | 10041734.652 | 3464.3985 | 0.499 | 0.44574 | 0.023116 | 0.73606 | 0.75841 | 0.82905 | 1.3589
0.5 | 0.25 | 700 | 20207.367 | 6062.2101 | 14145.1569 | 15894.3521 | 4301.0148 | 36.6941 | 31.7796 | 36.6941 | 32.2722 | 0 | 0.3 | 0.7 | 0.7 | 0.78656 | 0.21284 | 1 | 0 | 0.83693 | 0 | 0.84923 | 0.82711 | 1 | 0.8469 | 52364.3381 | 149789.6844 | 10971115530.8044 | 3839890435.7816 | 9197984.88 | 10814175.7791 | 3730.8906 | 0.5242 | 0.48003 | 0.023116 | 0.74192 | 0.75997 | 0.83074 | 1.3256
0.5 | 0.25 | 750 | 21649.8932 | 6494.968 | 15154.9252 | 17029.663 | 4608.2302 | 38.458 | 34.0496 | 38.458 | 34.5774 | 0 | 0.3 | 0.7 | 0.7 | 0.78659 | 0.21285 | 1 | 0 | 0.84311 | 0 | 0.85607 | 0.82893 | 1 | 0.85371 | 51085.1524 | 150096.8998 | 11744499057.5378 | 4110574670.1382 | 9854983.8 | 11586616.9062 | 3997.3828 | 0.5494 | 0.51432 | 0.023116 | 0.74778 | 0.76153 | 0.83244 | 1.2967
0.5 | 0.25 | 800 | 23092.4194 | 6927.7258 | 16164.6936 | 18164.9739 | 4915.4455 | 40.2218 | 36.3196 | 40.2218 | 36.8826 | 0 | 0.3 | 0.7 | 0.7 | 0.78662 | 0.21286 | 1 | 0 | 0.8493 | 0 | 0.86291 | 0.83075 | 1 | 0.86053 | 49794.9516 | 150404.1151 | 12517882584.2711 | 4381258904.4949 | 10511982.72 | 12359058.0333 | 4263.875 | 0.5746 | 0.54861 | 0.023116 | 0.75364 | 0.76309 | 0.83414 | 1.2715
0.5 | 0.25 | 850 | 24534.9456 | 7360.4837 | 17174.4619 | 19300.2847 | 5222.6609 | 41.9857 | 38.5896 | 41.9857 | 39.1877 | 0 | 0.3 | 0.7 | 0.7 | 0.78664 | 0.21287 | 1 | 0 | 0.85549 | 0 | 0.86974 | 0.83256 | 1 | 0.86735 | 48480.8212 | 150711.3305 | 13291266111.0044 | 4651943138.8515 | 11168981.64 | 13131499.1603 | 4530.3672 | 0.5998 | 0.58289 | 0.023116 | 0.7595 | 0.76464 | 0.83584 | 1.2492
0.5 | 0.25 | 900 | 25977.4718 | 7793.2415 | 18184.2303 | 20435.5956 | 5529.8762 | 43.7496 | 40.8595 | 43.7496 | 41.4929 | 0 | 0.3 | 0.7 | 0.7 | 0.78667 | 0.21287 | 1 | 0 | 0.86168 | 0 | 0.87658 | 0.83438 | 1 | 0.87417 | 47158.4234 | 151018.5458 | 14064649637.7377 | 4922627373.2082 | 11825980.56 | 13903940.2874 | 4796.8594 | 0.62499 | 0.61718 | 0.023116 | 0.76536 | 0.7662 | 0.83753 | 1.2294
0.5 | 0.25 | 950 | 27419.998 | 8225.9994 | 19193.9986 | 21570.9065 | 5837.0916 | 45.5134 | 43.1295 | 45.5134 | 43.798 | 0 | 0.3 | 0.7 | 0.7 | 0.78669 | 0.21288 | 1 | 0 | 0.86787 | 0 | 0.88342 | 0.8362 | 1 | 0.88099 | 45836.0256 | 151325.7612 | 14838033164.4711 | 5193311607.5649 | 12482979.48 | 14676381.4145 | 5063.3516 | 0.65019 | 0.65147 | 0.023116 | 0.77122 | 0.76776 | 0.83923 | 1.2117
0.5 | 0.25 | 1000 | 28862.5242 | 8658.7573 | 20203.767 | 22706.2173 | 6144.3069 | 47.2773 | 45.3995 | 47.2773 | 46.1032 | 0 | 0.3 | 0.7 | 0.7 | 0.7867 | 0.21288 | 1 | 0 | 0.87406 | 0 | 0.89026 | 0.83802 | 1 | 0.88781 | 44513.6279 | 151632.9765 | 15611416691.2044 | 5463995841.9215 | 13139978.4 | 15448822.5416 | 5329.8438 | 0.67539 | 0.68576 | 0.023116 | 0.77709 | 0.76932 | 0.84093 | 1.1958
0.5 | 0.25 | 1050 | 30305.0504 | 9091.5151 | 21213.5353 | 23841.5282 | 6451.5223 | 49.0412 | 47.6695 | 49.0412 | 48.4084 | 0 | 0.3 | 0.7 | 0.7 | 0.78672 | 0.21289 | 1 | 0 | 0.88024 | 0 | 0.8971 | 0.83984 | 1 | 0.89463 | 43191.2301 | 151940.1919 | 16384800217.9377 | 5734680076.2782 | 13796977.32 | 16221263.6686 | 5596.336 | 0.70059 | 0.72004 | 0.023116 | 0.78295 | 0.77088 | 0.84263 | 1.1813
0.5 | 0.25 | 1100 | 31747.5767 | 9532.3164 | 22215.2602 | 24976.8391 | 6758.7376 | 50.805 | 49.9394 | 50.805 | 50.7135 | 0 | 0.30025 | 0.69975 | 0.69975 | 0.78673 | 0.21289 | 1 | 0 | 0.88643 | 0 | 0.90393 | 0.84165 | 1 | 0.90145 | 41868.8323 | 152247.4072 | 17158183744.671 | 6005364310.6349 | 14453976.24 | 16993704.7957 | 5862.8282 | 0.72579 | 0.75433 | 0.023116 | 0.78881 | 0.77244 | 0.84432 | 1.1682
0.5 | 0.25 | 1150 | 33190.1029 | 10180.5908 | 23009.512 | 26112.1499 | 7065.953 | 53.0187 | 52.2094 | 52.5689 | 53.0187 | 0 | 0.30674 | 0.69326 | 0.69326 | 0.78675 | 0.21289 | 1 | 0 | 0.89262 | 1 | 0.91077 | 0.84347 | 1 | 0.90827 | 40546.4346 | 152554.6226 | 17931567271.4043 | 6276048544.9915 | 15110975.16 | 17766145.9228 | 6129.3203 | 0.75741 | 0.78862 | 0.023116 | 0.79467 | 0.774 | 0.84602 | 1.1661
0.5 | 0.25 | 1200 | 34632.6291 | 11025.231 | 23607.3981 | 27247.4608 | 7373.1683 | 55.3238 | 54.4735 | 54.3328 | 55.3238 | 0 | 0.31835 | 0.68165 | 0.68165 | 0.78676 | 0.2129 | 1 | 0 | 0.89881 | 1 | 0.91761 | 0.84529 | 1 | 0.91509 | 39224.0368 | 152861.8379 | 18704950798.1377 | 6546732779.3482 | 15767974.08 | 18538587.0499 | 6395.8125 | 0.79034 | 0.82291 | 0.023116 | 0.80053 | 0.77555 | 0.84772 | 1.1661
0.5 | 0.25 | 1250 | 36075.1553 | 12094.5342 | 23980.6211 | 28382.7716 | 7680.3836 | 57.629 | 56.7432 | 56.4226 | 57.629 | 0 | 0.33526 | 0.66474 | 0.66474 | 0.78677 | 0.2129 | 1 | 0 | 0.905 | 1 | 0.92445 | 0.84711 | 1 | 0.9219 | 37897.7966 | 153169.0532 | 19478334324.871 | 6817417013.7048 | 16424973 | 19311028.177 | 6662.3047 | 0.82327 | 0.8572 | 0.023116 | 0.80639 | 0.77711 | 0.84942 | 1.1662
0.5 | 0.25 | 1300 | 37517.6815 | 13367.0916 | 24150.5899 | 29518.0825 | 7987.599 | 59.9342 | 59.0129 | 58.6795 | 59.9342 | 0 | 0.35629 | 0.64371 | 0.64371 | 0.78678 | 0.2129 | 1 | 0 | 0.91119 | 1 | 0.93128 | 0.84893 | 1 | 0.92872 | 36570.427 | 153476.2686 | 20251717851.6043 | 7088101248.0615 | 17081971.92 | 20083469.304 | 6928.7969 | 0.8562 | 0.89148 | 0.023116 | 0.81225 | 0.77867 | 0.85111 | 1.1662
0.5 | 0.25 | 1350 | 38960.2077 | 14720.7946 | 24239.4131 | 30653.3934 | 8294.8143 | 62.2393 | 61.2827 | 60.9364 | 62.2393 | 0 | 0.37784 | 0.62216 | 0.62216 | 0.78679 | 0.2129 | 1 | 0 | 0.91737 | 1 | 0.93812 | 0.85075 | 1 | 0.93554 | 35206.3086 | 153783.4839 | 21025101378.3376 | 7358785482.4182 | 17738970.84 | 20855910.4311 | 7195.2891 | 0.88913 | 0.92577 | 0.023116 | 0.81812 | 0.78023 | 0.85281 | 1.1662
0.5 | 0.25 | 1400 | 40402.7339 | 16106.4814 | 24296.2525 | 31788.7042 | 8602.0297 | 64.5445 | 63.5524 | 63.1933 | 64.5445 | 0 | 0.39865 | 0.60135 | 0.60135 | 0.7868 | 0.21291 | 1 | 0 | 0.92356 | 1 | 0.94496 | 0.85256 | 1 | 0.94236 | 33833.6766 | 154090.6993 | 21798484905.0709 | 7629469716.7748 | 18395969.76 | 21628351.5582 | 7461.7813 | 0.92206 | 0.96006 | 0.023116 | 0.82398 | 0.78179 | 0.85451 | 1.1662
0.5 | 0.25 | 1450 | 41845.2601 | 17492.8353 | 24352.4249 | 32924.0151 | 8909.245 | 66.8496 | 65.8221 | 65.4502 | 66.8496 | 0 | 0.41804 | 0.58196 | 0.58196 | 0.7868 | 0.21291 | 1 | 0 | 0.92975 | 1 | 0.9518 | 0.85438 | 1 | 0.94918 | 32450.6808 | 154397.9146 | 22571868431.8043 | 7900153951.1315 | 19052968.68 | 22400792.6853 | 7728.2735 | 0.95499 | 0.99435 | 0.023116 | 0.82984 | 0.78335 | 0.85621 | 1.1662
0.5 | 0.25 | 1500 | 43287.7864 | 18879.785 | 24408.0014 | 34059.326 | 9216.4604 | 69.1548 | 68.0918 | 67.7071 | 69.1548 | 0 | 0.43615 | 0.56385 | 0.56385 | 0.78681 | 0.21291 | 1 | 0 | 0.93594 | 1 | 0.95864 | 0.8562 | 1 | 0.956 | 31065.8001 | 154705.13 | 23345251958.5376 | 8170838185.4882 | 19709967.6 | 23173233.8124 | 7994.7657 | 0.98793 | 1.0286 | 0.023116 | 0.8357 | 0.78491 | 0.8579 | 1.1662
0.5 | 0.25 | 1550 | 44730.3126 | 20266.7347 | 24463.5779 | 35194.6368 | 9523.6757 | 71.46 | 70.3616 | 69.964 | 71.46 | 0 | 0.45309 | 0.54691 | 0.54691 | 0.78682 | 0.21291 | 1 | 0 | 0.94213 | 1 | 0.96547 | 0.85802 | 1 | 0.96282 | 29680.9194 | 155012.3453 | 24118635485.2709 | 8441522419.8448 | 20366966.52 | 23945674.9394 | 8261.2579 | 1.0209 | 1.0629 | 0.023116 | 0.84156 | 0.78647 | 0.8596 | 1.1662
0.5 | 0.25 | 1600 | 46172.8388 | 21655.8392 | 24516.9996 | 36329.9477 | 9830.8911 | 73.7651 | 72.6313 | 72.2209 | 73.7651 | 0 | 0.46902 | 0.53098 | 0.53098 | 0.78683 | 0.21292 | 1 | 0 | 0.94832 | 1 | 0.97231 | 0.85984 | 1 | 0.96964 | 28284.688 | 155319.5607 | 24892019012.0042 | 8712206654.2015 | 21023965.44 | 24718116.0665 | 8527.75 | 1.0538 | 1.0972 | 0.023116 | 0.84742 | 0.78802 | 0.8613 | 1.1662
0.5 | 0.25 | 1650 | 47615.365 | 23047.7312 | 24567.6337 | 37465.2586 | 10138.1064 | 76.0703 | 74.901 | 74.4778 | 76.0703 | 0 | 0.48404 | 0.51596 | 0.51596 | 0.78683 | 0.21292 | 1 | 0 | 0.9545 | 1 | 0.97915 | 0.86166 | 1 | 0.97646 | 26887.6741 | 155626.776 | 25665402538.7375 | 8982890888.5581 | 21680964.36 | 25490557.1936 | 8794.2422 | 1.0867 | 1.1315 | 0.023116 | 0.85328 | 0.78958 | 0.863 | 1.1662
0.5 | 0.25 | 1700 | 49057.8912 | 24440.0674 | 24617.8238 | 38600.5694 | 10445.3218 | 78.3754 | 77.1707 | 76.7347 | 78.3754 | 0 | 0.49819 | 0.50181 | 0.50181 | 0.78684 | 0.21292 | 1 | 0 | 0.96069 | 1 | 0.98 | 0.86347 | 1 | 0.98328 | 25490.6603 | 155933.9914 | 26438784556.3129 | 9253574594.7095 | 22337963.28 | 26262998.3207 | 9060.7344 | 1.1196 | 1.1658 | 0.023116 | 0.85913 | 0.79114 | 0.86469 | 1.1663
0.5 | 0.25 | 1750 | 50500.4174 | 25834.2666 | 24666.1508 | 39735.8803 | 10752.5371 | 80.6806 | 79.4405 | 78.9916 | 80.6806 | 0 | 0.51157 | 0.48843 | 0.48843 | 0.78684 | 0.21292 | 1 | 0 | 0.96688 | 1 | 0.98 | 0.86529 | 1 | 0.99009 | 24093.6465 | 156241.2067 | 27212163625.651 | 9524257268.9779 | 22994962.2 | 27035439.4477 | 9327.2266 | 1.1526 | 1.2001 | 0.023116 | 0.86494 | 0.7927 | 0.86639 | 1.1663
0.5 | 0.25 | 1800 | 51942.9436 | 27228.4658 | 24714.4778 | 40871.1912 | 11059.7525 | 82.9858 | 81.7102 | 81.2485 | 82.9858 | 0 | 0.5242 | 0.4758 | 0.4758 | 0.78685 | 0.21292 | 1 | 0 | 0.97307 | 1 | 0.98 | 0.86711 | 1 | 0.99691 | 22696.6327 | 156548.4221 | 27985533768.4366 | 9794936818.9528 | 23651961.12 | 27807880.5748 | 9593.7188 | 1.1855 | 1.2344 | 0.023116 | 0.87066 | 0.79426 | 0.86809 | 1.1663
0.5 | 0.25 | 1850 | 53385.4698 | 28622.665 | 24762.8048 | 42006.502 | 11366.9678 | 85.2909 | 83.9799 | 83.5054 | 85.2909 | 0 | 0.53615 | 0.46385 | 0.46385 | 0.78685 | 0.21292 | 1 | 0 | 0.97926 | 1 | 0.98 | 0.86893 | 1 | 1 | 21299.9303 | 156855.6374 | 28758890277.985 | 10065611597.2948 | 24308960.04 | 28580321.7019 | 9860.211 | 1.2184 | 1.2687 | 0.023116 | 0.87624 | 0.79582 | 0.86979 | 1.1663
0.5 | 0.25 | 1900 | 54827.996 | 30016.8642 | 24811.1318 | 43141.8129 | 11674.1831 | 87.5961 | 86.2497 | 85.7623 | 87.5961 | 0 | 0.54747 | 0.45253 | 0.45253 | 0.78686 | 0.21292 | 1 | 0 | 0.98545 | 1 | 0.98 | 0.87075 | 1 | 1 | 19897.3093 | 157162.8527 | 29532222224.6369 | 10336277778.6229 | 24965958.96 | 29352762.829 | 10126.7032 | 1.2514 | 1.3029 | 0.023116 | 0.88155 | 0.79738 | 0.87148 | 1.1663
0.5 | 0.25 | 1950 | 56270.5223 | 31411.0634 | 24859.4588 | 44277.1238 | 11981.3985 | 89.9013 | 88.5194 | 88.0192 | 89.9013 | 0 | 0.55822 | 0.44178 | 0.44178 | 0.78686 | 0.21292 | 1 | 0 | 0.99163 | 1 | 0.98 | 0.87257 | 1 | 1 | 18490.7871 | 157470.0681 | 30305532993.5723 | 10606936547.7503 | 25622957.88 | 30125203.9561 | 10393.1954 | 1.2843 | 1.3372 | 0.023116 | 0.88664 | 0.79893 | 0.87318 | 1.1663
0.5 | 0.25 | 2000 | 57713.0485 | 32805.2626 | 24907.7858 | 45412.4346 | 12288.6138 | 92.2064 | 90.7891 | 90.2761 | 92.2064 | 0 | 0.56842 | 0.43158 | 0.43158 | 0.78687 | 0.21293 | 1 | 0 | 0.99782 | 1 | 0.98 | 0.87438 | 1 | 1 | 17119.0776 | 157777.2834 | 31078818750.3707 | 10877586562.6298 | 26279956.8 | 30897645.0831 | 10659.6876 | 1.3172 | 1.3715 | 0.023116 | 0.89147 | 0.80049 | 0.87488 | 1.1663
0.5 | 0.5 | 0 | 0 | 0 | 0 | 0 | 0 | 0 | 0 | 0 | 0 | 0 | 0 | 0 | 0 | 0 | 0 | 1 | 0 | 0.74609 | 0 | 0.75094 | 0.80233 | 1 | 0.74424 | 60635.2411 | 145488.6696 | 143866505.3987 | 50353276.8896 | 0 | 0 | 0 | 0 | 0 | 0 | 0.65693 | 0.73815 | 0.81512
0.5 | 0.5 | 50 | 1454.5262 | 436.3579 | 1018.1683 | 1135.3109 | 307.2153 | 13.7639 | 2.27 | 13.7639 | 2.3052 | 0 | 0.3 | 0.7 | 0.7 | 0.78054 | 0.21121 | 1 | 0 | 0.75185 | 0 | 0.75729 | 0.80403 | 1 | 0.75053 | 60214.3224 | 145795.8849 | 917257515.5764 | 321040130.4517 | 656998.92 | 772441.1271 | 224.0079 | 0.19663 | 0.034288 | 0.023116 | 0.6628 | 0.73971 | 0.81684 | 6.9078
0.5 | 0.5 | 100 | 2897.0524 | 869.1157 | 2027.9367 | 2270.6217 | 614.4307 | 15.5277 | 4.5399 | 15.5277 | 4.6103 | 0 | 0.3 | 0.7 | 0.7 | 0.78377 | 0.21209 | 1 | 0 | 0.7576 | 0 | 0.76371 | 0.80574 | 1 | 0.7569 | 59807.5437 | 146103.1003 | 1690641311.692 | 591724459.0922 | 1313997.84 | 1544882.2542 | 448.0159 | 0.22182 | 0.068576 | 0.023116 | 0.66863 | 0.74126 | 0.81855 | 3.9127
0.5 | 0.5 | 150 | 4339.5786 | 1301.8736 | 3037.705 | 3405.9326 | 921.646 | 17.2916 | 6.8099 | 17.2916 | 6.9155 | 0 | 0.3 | 0.7 | 0.7 | 0.78485 | 0.21238 | 1 | 0 | 0.76373 | 0 | 0.77051 | 0.80744 | 1 | 0.76363 | 59400.765 | 146410.3156 | 2464025107.8076 | 862408787.7326 | 1970996.76 | 2317323.3812 | 672.0238 | 0.24702 | 0.10286 | 0.023116 | 0.67445 | 0.74282 | 0.82026 | 2.9088
0.5 | 0.5 | 200 | 5782.1048 | 1734.6315 | 4047.4734 | 4541.2435 | 1228.8614 | 19.0555 | 9.0799 | 19.0555 | 9.2206 | 0 | 0.3 | 0.7 | 0.7 | 0.7854 | 0.21253 | 1 | 0 | 0.76988 | 0 | 0.77731 | 0.80914 | 1 | 0.77037 | 58990.2639 | 146717.531 | 3237408903.9232 | 1133093116.3731 | 2627995.68 | 3089764.5083 | 896.0317 | 0.27222 | 0.13715 | 0.023116 | 0.68028 | 0.74438 | 0.82198 | 2.4058
0.5 | 0.5 | 250 | 7224.6311 | 2167.3893 | 5057.2417 | 5676.5543 | 1536.0767 | 20.8193 | 11.3499 | 20.8193 | 11.5258 | 0 | 0.3 | 0.7 | 0.7 | 0.78572 | 0.21262 | 1 | 0 | 0.77602 | 0 | 0.7841 | 0.81084 | 1 | 0.7771 | 58578.3141 | 147024.7463 | 4010792700.0388 | 1403777445.0136 | 3284994.6 | 3862205.6354 | 1120.0396 | 0.29742 | 0.17144 | 0.023116 | 0.6861 | 0.74594 | 0.82369 | 2.1037
0.5 | 0.5 | 300 | 8667.1573 | 2600.1472 | 6067.0101 | 6811.8652 | 1843.2921 | 22.5832 | 13.6198 | 22.5832 | 13.831 | 0 | 0.3 | 0.7 | 0.7 | 0.78594 | 0.21268 | 1 | 0 | 0.78217 | 0 | 0.7909 | 0.81256 | 1 | 0.78384 | 58139.7532 | 147331.9617 | 4784176496.1544 | 1674461773.654 | 3941993.52 | 4634646.7625 | 1344.0476 | 0.32262 | 0.20573 | 0.023116 | 0.69193 | 0.7475 | 0.82541 | 1.9021
0.5 | 0.5 | 350 | 10109.6835 | 3032.905 | 7076.7784 | 7947.1761 | 2150.5074 | 24.3471 | 15.8898 | 24.3471 | 16.1361 | 0 | 0.3 | 0.7 | 0.7 | 0.7861 | 0.21272 | 1 | 0 | 0.78832 | 0 | 0.79769 | 0.81438 | 1 | 0.79057 | 57694.6933 | 147639.177 | 5557560292.27 | 1945146102.2945 | 4598992.44 | 5407087.8895 | 1568.0555 | 0.34782 | 0.24001 | 0.023116 | 0.69775 | 0.74906 | 0.82712 | 1.7581
0.5 | 0.5 | 400 | 11552.2097 | 3465.6629 | 8086.5468 | 9082.4869 | 2457.7228 | 26.1109 | 18.1598 | 26.1109 | 18.4413 | 0 | 0.3 | 0.7 | 0.7 | 0.78621 | 0.21275 | 1 | 0 | 0.79446 | 0 | 0.80449 | 0.8162 | 1 | 0.79731 | 57249.6333 | 147946.3924 | 6330944088.3855 | 2215830430.9349 | 5255991.36 | 6179529.0166 | 1792.0634 | 0.37301 | 0.2743 | 0.023116 | 0.70358 | 0.75062 | 0.82884 | 1.65
0.5 | 0.5 | 450 | 12994.7359 | 3898.4208 | 9096.3151 | 10217.7978 | 2764.9381 | 27.8748 | 20.4298 | 27.8748 | 20.7464 | 0 | 0.3 | 0.7 | 0.7 | 0.7863 | 0.21277 | 1 | 0 | 0.80061 | 0 | 0.81129 | 0.81802 | 1 | 0.80404 | 56804.5734 | 148253.6077 | 7104327884.5011 | 2486514759.5754 | 5912990.28 | 6951970.1437 | 2016.0713 | 0.39821 | 0.30859 | 0.023116 | 0.70941 | 0.75217 | 0.83055 | 1.5659
0.5 | 0.5 | 500 | 14437.2621 | 4331.1786 | 10106.0835 | 11353.1087 | 3072.1535 | 29.6387 | 22.6997 | 29.6387 | 23.0516 | 0 | 0.3 | 0.7 | 0.7 | 0.78638 | 0.21279 | 1 | 0 | 0.80676 | 0 | 0.81808 | 0.81984 | 1 | 0.81078 | 56357.8477 | 148560.8231 | 7877711680.6167 | 2757199088.2159 | 6569989.2 | 7724411.2708 | 2240.0793 | 0.42341 | 0.34288 | 0.023116 | 0.71523 | 0.75373 | 0.83227 | 1.4986
0.5 | 0.5 | 550 | 15879.7883 | 4763.9365 | 11115.8518 | 12488.4195 | 3379.3688 | 31.4025 | 24.9697 | 31.4025 | 25.3568 | 0 | 0.3 | 0.7 | 0.7 | 0.78643 | 0.21281 | 1 | 0 | 0.81291 | 0 | 0.82488 | 0.82165 | 1 | 0.81751 | 55853.6122 | 148868.0384 | 8651095476.7323 | 3027883416.8563 | 7226988.12 | 8496852.3979 | 2464.0872 | 0.44861 | 0.37717 | 0.023116 | 0.72106 | 0.75529 | 0.83398 | 1.4436
0.5 | 0.5 | 600 | 17322.3145 | 5196.6944 | 12125.6202 | 13623.7304 | 3686.5842 | 33.1664 | 27.2397 | 33.1664 | 27.6619 | 0 | 0.3 | 0.7 | 0.7 | 0.78648 | 0.21282 | 1 | 0 | 0.81905 | 0 | 0.83167 | 0.82347 | 1 | 0.82425 | 54576.2413 | 149175.2538 | 9424479272.8479 | 3298567745.4968 | 7883987.04 | 9269293.5249 | 2688.0951 | 0.47381 | 0.41145 | 0.023116 | 0.72688 | 0.75685 | 0.83569 | 1.3977
0.5 | 0.5 | 650 | 18764.8408 | 5629.4522 | 13135.3885 | 14759.0413 | 3993.7995 | 34.9302 | 29.5097 | 34.9302 | 29.9671 | 0 | 0.3 | 0.7 | 0.7 | 0.78653 | 0.21283 | 1 | 0 | 0.8252 | 0 | 0.83847 | 0.82529 | 1 | 0.83098 | 53298.8703 | 149482.4691 | 10197863068.9635 | 3569252074.1372 | 8540985.96 | 10041734.652 | 2912.103 | 0.499 | 0.44574 | 0.023116 | 0.73271 | 0.75841 | 0.83741 | 1.3589
0.5 | 0.5 | 700 | 20207.367 | 6062.2101 | 14145.1569 | 15894.3521 | 4301.0148 | 36.6941 | 31.7796 | 36.6941 | 32.2722 | 0 | 0.3 | 0.7 | 0.7 | 0.78656 | 0.21284 | 1 | 0 | 0.83135 | 0 | 0.84526 | 0.82711 | 1 | 0.83772 | 52021.4994 | 149789.6844 | 10971246865.0791 | 3839936402.7777 | 9197984.88 | 10814175.7791 | 3136.111 | 0.5242 | 0.48003 | 0.023116 | 0.73853 | 0.75997 | 0.83912 | 1.3256
0.5 | 0.5 | 750 | 21649.8932 | 6494.968 | 15154.9252 | 17029.663 | 4608.2302 | 38.458 | 34.0496 | 38.458 | 34.5774 | 0 | 0.3 | 0.7 | 0.7 | 0.78659 | 0.21285 | 1 | 0 | 0.83749 | 0 | 0.85206 | 0.82893 | 1 | 0.84445 | 50738.3927 | 150096.8998 | 11744630661.1947 | 4110620731.4181 | 9854983.8 | 11586616.9062 | 3360.1189 | 0.5494 | 0.51432 | 0.023116 | 0.74436 | 0.76153 | 0.84084 | 1.2967
0.5 | 0.5 | 800 | 23092.4194 | 6927.7258 | 16164.6936 | 18164.9739 | 4915.4455 | 40.2218 | 36.3196 | 40.2218 | 36.8826 | 0 | 0.3 | 0.7 | 0.7 | 0.78662 | 0.21286 | 1 | 0 | 0.84364 | 0 | 0.85886 | 0.83075 | 1 | 0.85119 | 49444.8932 | 150404.1151 | 12518014457.3103 | 4381305060.0586 | 10511982.72 | 12359058.0333 | 3584.1268 | 0.5746 | 0.54861 | 0.023116 | 0.75018 | 0.76309 | 0.84255 | 1.2715
0.5 | 0.5 | 850 | 24534.9456 | 7360.4837 | 17174.4619 | 19300.2847 | 5222.6609 | 41.9857 | 38.5896 | 41.9857 | 39.1877 | 0 | 0.3 | 0.7 | 0.7 | 0.78664 | 0.21287 | 1 | 0 | 0.84979 | 0 | 0.86565 | 0.83256 | 1 | 0.85792 | 48124.2103 | 150711.3305 | 13291398253.4259 | 4651989388.6991 | 11168981.64 | 13131499.1603 | 3808.1348 | 0.5998 | 0.58289 | 0.023116 | 0.75601 | 0.76464 | 0.84427 | 1.2492
0.5 | 0.5 | 900 | 25977.4718 | 7793.2415 | 18184.2303 | 20435.5956 | 5529.8762 | 43.7496 | 40.8595 | 43.7496 | 41.4929 | 0 | 0.3 | 0.7 | 0.7 | 0.78667 | 0.21287 | 1 | 0 | 0.85594 | 0 | 0.87245 | 0.83438 | 1 | 0.86466 | 46801.0854 | 151018.5458 | 14064782049.5415 | 4922673717.3395 | 11825980.56 | 13903940.2874 | 4032.1427 | 0.62499 | 0.61718 | 0.023116 | 0.76184 | 0.7662 | 0.84598 | 1.2294
0.5 | 0.5 | 950 | 27419.998 | 8225.9994 | 19193.9986 | 21570.9065 | 5837.0916 | 45.5134 | 43.1295 | 45.5134 | 43.798 | 0 | 0.3 | 0.7 | 0.7 | 0.78669 | 0.21288 | 1 | 0 | 0.86208 | 0 | 0.87924 | 0.8362 | 1 | 0.8714 | 45477.9604 | 151325.7612 | 14838165845.6571 | 5193358045.98 | 12482979.48 | 14676381.4145 | 4256.1506 | 0.65019 | 0.65147 | 0.023116 | 0.76766 | 0.76776 | 0.8477 | 1.2117
0.5 | 0.5 | 1000 | 28862.5242 | 8658.7573 | 20203.767 | 22706.2173 | 6144.3069 | 47.2773 | 45.3995 | 47.2773 | 46.1032 | 0 | 0.3 | 0.7 | 0.7 | 0.7867 | 0.21288 | 1 | 0 | 0.86823 | 0 | 0.88604 | 0.83802 | 1 | 0.87813 | 44154.8355 | 151632.9765 | 15611549641.7727 | 5464042374.6204 | 13139978.4 | 15448822.5416 | 4480.1585 | 0.67539 | 0.68576 | 0.023116 | 0.77349 | 0.76932 | 0.84941 | 1.1958
0.5 | 0.5 | 1050 | 30305.0504 | 9091.5151 | 21213.5353 | 23841.5282 | 6451.5223 | 49.0412 | 47.6695 | 49.0412 | 48.4084 | 0 | 0.3 | 0.7 | 0.7 | 0.78672 | 0.21289 | 1 | 0 | 0.87438 | 0 | 0.89284 | 0.83984 | 1 | 0.88487 | 42831.7106 | 151940.1919 | 16384933437.8883 | 5734726703.2609 | 13796977.32 | 16221263.6686 | 4704.1665 | 0.70059 | 0.72004 | 0.023116 | 0.77931 | 0.77088 | 0.85113 | 1.1813
0.5 | 0.5 | 1100 | 31747.5767 | 9583.1398 | 22164.4369 | 24976.8391 | 6758.7376 | 50.805 | 49.9394 | 50.805 | 50.7135 | 0 | 0.30185 | 0.69815 | 0.69815 | 0.78673 | 0.21289 | 1 | 0 | 0.88052 | 0 | 0.89963 | 0.84165 | 1 | 0.8916 | 41508.5857 | 152247.4072 | 17158317234.0039 | 6005411031.9014 | 14453976.24 | 16993704.7957 | 4928.1744 | 0.72579 | 0.75433 | 0.023116 | 0.78514 | 0.77244 | 0.85284 | 1.1682
0.5 | 0.5 | 1150 | 33190.1029 | 10310.9326 | 22879.1703 | 26112.1499 | 7065.953 | 53.0187 | 52.2094 | 52.5689 | 53.0187 | 0 | 0.31066 | 0.68934 | 0.68934 | 0.78675 | 0.21289 | 1 | 0 | 0.88667 | 1 | 0.90643 | 0.84347 | 1 | 0.89834 | 40185.4608 | 152554.6226 | 17931701030.1195 | 6276095360.5418 | 15110975.16 | 17766145.9228 | 5152.1823 | 0.75741 | 0.78862 | 0.023116 | 0.79096 | 0.774 | 0.85455 | 1.1661
0.5 | 0.5 | 1200 | 34632.6291 | 11243.8561 | 23388.7729 | 27247.4608 | 7373.1683 | 55.3238 | 54.4735 | 54.3328 | 55.3238 | 0 | 0.32466 | 0.67534 | 0.67534 | 0.78676 | 0.2129 | 1 | 0 | 0.89282 | 1 | 0.91322 | 0.84529 | 1 | 0.90507 | 38862.1657 | 152861.8379 | 18705084826.2351 | 6546779689.1823 | 15767974.08 | 18538587.0499 | 5376.1902 | 0.79034 | 0.82291 | 0.023116 | 0.79679 | 0.77555 | 0.85627 | 1.1661
0.5 | 0.5 | 1250 | 36075.1553 | 12408.9834 | 23666.1719 | 28382.7716 | 7680.3836 | 57.629 | 56.7432 | 56.4226 | 57.629 | 0 | 0.34398 | 0.65602 | 0.65602 | 0.78677 | 0.2129 | 1 | 0 | 0.89896 | 1 | 0.92002 | 0.84711 | 1 | 0.91181 | 37534.0663 | 153169.0532 | 19478468622.3507 | 6817464017.8227 | 16424973 | 19311028.177 | 5600.1982 | 0.82327 | 0.8572 | 0.023116 | 0.80261 | 0.77711 | 0.85798 | 1.1662
0.5 | 0.5 | 1300 | 37517.6815 | 13725.7517 | 23791.9298 | 29518.0825 | 7987.599 | 59.9342 | 59.0129 | 58.6795 | 59.9342 | 0 | 0.36585 | 0.63415 | 0.63415 | 0.78678 | 0.2129 | 1 | 0 | 0.90511 | 1 | 0.92682 | 0.84893 | 1 | 0.91854 | 36202.6519 | 153476.2686 | 20251852418.4663 | 7088148346.4632 | 17081971.92 | 20083469.304 | 5824.2061 | 0.8562 | 0.89148 | 0.023116 | 0.80844 | 0.77867 | 0.8597 | 1.1662
0.5 | 0.5 | 1350 | 38960.2077 | 15101.7744 | 23858.4333 | 30653.3934 | 8294.8143 | 62.2393 | 61.2827 | 60.9364 | 62.2393 | 0 | 0.38762 | 0.61238 | 0.61238 | 0.78679 | 0.2129 | 1 | 0 | 0.91126 | 1 | 0.93361 | 0.85075 | 1 | 0.92528 | 34829.2651 | 153783.4839 | 21025236214.5818 | 7358832675.1036 | 17738970.84 | 20855910.4311 | 6048.214 | 0.88913 | 0.92577 | 0.023116 | 0.81427 | 0.78023 | 0.86141 | 1.1662
0.5 | 0.5 | 1400 | 40402.7339 | 16488.2644 | 23914.4695 | 31788.7042 | 8602.0297 | 64.5445 | 63.5524 | 63.1933 | 64.5445 | 0 | 0.4081 | 0.5919 | 0.5919 | 0.7868 | 0.21291 | 1 | 0 | 0.91741 | 1 | 0.94041 | 0.85256 | 1 | 0.93201 | 33454.4869 | 154090.6993 | 21798620010.6974 | 7629517003.7441 | 18395969.76 | 21628351.5582 | 6272.222 | 0.92206 | 0.96006 | 0.023116 | 0.82009 | 0.78179 | 0.86313 | 1.1662
0.5 | 0.5 | 1450 | 41845.2601 | 17874.7545 | 23970.5057 | 32924.0151 | 8909.245 | 66.8496 | 65.8221 | 65.4502 | 66.8496 | 0 | 0.42716 | 0.57284 | 0.57284 | 0.7868 | 0.21291 | 1 | 0 | 0.92355 | 1 | 0.9472 | 0.85438 | 1 | 0.93875 | 32068.8447 | 154397.9146 | 22572003806.813 | 7900201332.3846 | 19052968.68 | 22400792.6853 | 6496.2299 | 0.95499 | 0.99435 | 0.023116 | 0.82592 | 0.78335 | 0.86484 | 1.1662
0.5 | 0.5 | 1500 | 43287.7864 | 19261.2445 | 24026.5419 | 34059.326 | 9216.4604 | 69.1548 | 68.0918 | 67.7071 | 69.1548 | 0 | 0.44496 | 0.55504 | 0.55504 | 0.78681 | 0.21291 | 1 | 0 | 0.9297 | 1 | 0.954 | 0.8562 | 1 | 0.94548 | 30683.2024 | 154705.13 | 23345387602.9286 | 8170885661.025 | 19709967.6 | 23173233.8124 | 6720.2378 | 0.98793 | 1.0286 | 0.023116 | 0.83174 | 0.78491 | 0.86656 | 1.1662
0.5 | 0.5 | 1550 | 44730.3126 | 20648.9764 | 24081.3361 | 35194.6368 | 9523.6757 | 71.46 | 70.3616 | 69.964 | 71.46 | 0 | 0.46163 | 0.53837 | 0.53837 | 0.78682 | 0.21291 | 1 | 0 | 0.93585 | 1 | 0.9608 | 0.85802 | 1 | 0.95222 | 29295.0821 | 155012.3453 | 24118771399.0442 | 8441569989.6655 | 20366966.52 | 23945674.9394 | 6944.2457 | 1.0209 | 1.0629 | 0.023116 | 0.83757 | 0.78647 | 0.86827 | 1.1662
0.5 | 0.5 | 1600 | 46172.8388 | 22041.6356 | 24131.2032 | 36329.9477 | 9830.8911 | 73.7651 | 72.6313 | 72.2209 | 73.7651 | 0 | 0.47737 | 0.52263 | 0.52263 | 0.78683 | 0.21292 | 1 | 0 | 0.94199 | 1 | 0.96759 | 0.85984 | 1 | 0.95895 | 27897.3001 | 155319.5607 | 24892155195.1598 | 8712254318.3059 | 21023965.44 | 24718116.0665 | 7168.2537 | 1.0538 | 1.0972 | 0.023116 | 0.84339 | 0.78802 | 0.86998 | 1.1662
0.5 | 0.5 | 1650 | 47615.365 | 23434.443 | 24180.922 | 37465.2586 | 10138.1064 | 76.0703 | 74.901 | 74.4778 | 76.0703 | 0 | 0.49216 | 0.50784 | 0.50784 | 0.78683 | 0.21292 | 1 | 0 | 0.94814 | 1 | 0.97439 | 0.86166 | 1 | 0.96569 | 26499.5181 | 155626.776 | 25665538991.2754 | 8982938646.9464 | 21680964.36 | 25490557.1936 | 7392.2616 | 1.0867 | 1.1315 | 0.023116 | 0.84922 | 0.78958 | 0.8717 | 1.1662
0.5 | 0.5 | 1700 | 49057.8912 | 24829.3979 | 24228.4933 | 38600.5694 | 10445.3218 | 78.3754 | 77.1707 | 76.7347 | 78.3754 | 0 | 0.50612 | 0.49388 | 0.49388 | 0.78684 | 0.21292 | 1 | 0 | 0.95429 | 1 | 0.98 | 0.86347 | 1 | 0.97242 | 25101.7361 | 155933.9914 | 26438922633.3419 | 9253622921.6697 | 22337963.28 | 26262998.3207 | 7616.2695 | 1.1196 | 1.1658 | 0.023116 | 0.85504 | 0.79114 | 0.87341 | 1.1663
0.5 | 0.5 | 1750 | 50500.4174 | 26224.3642 | 24276.0532 | 39735.8803 | 10752.5371 | 80.6806 | 79.4405 | 78.9916 | 80.6806 | 0 | 0.51929 | 0.48071 | 0.48071 | 0.78684 | 0.21292 | 1 | 0 | 0.96044 | 1 | 0.98 | 0.86529 | 1 | 0.97916 | 23703.954 | 156241.2067 | 27212304035.731 | 9524306412.5058 | 22994962.2 | 27035439.4477 | 7840.2774 | 1.1526 | 1.2001 | 0.023116 | 0.86084 | 0.7927 | 0.87513 | 1.1663
0.5 | 0.5 | 1800 | 51942.9436 | 27619.3305 | 24323.6131 | 40871.1912 | 11059.7525 | 82.9858 | 81.7102 | 81.2485 | 82.9858 | 0 | 0.53172 | 0.46828 | 0.46828 | 0.78685 | 0.21292 | 1 | 0 | 0.96658 | 1 | 0.98 | 0.86711 | 1 | 0.9859 | 22306.172 | 156548.4221 | 27985681546.8439 | 9794988541.3954 | 23651961.12 | 27807880.5748 | 8064.2854 | 1.1855 | 1.2344 | 0.023116 | 0.8666 | 0.79426 | 0.87684 | 1.1663
0.5 | 0.5 | 1850 | 53385.4698 | 29014.2968 | 24371.173 | 42006.502 | 11366.9678 | 85.2909 | 83.9799 | 83.5054 | 85.2909 | 0 | 0.54349 | 0.45651 | 0.45651 | 0.78685 | 0.21292 | 1 | 0 | 0.97273 | 1 | 0.98 | 0.86893 | 1 | 0.99263 | 20905.2162 | 156855.6374 | 28759048880.1646 | 10065667108.0576 | 24308960.04 | 28580321.7019 | 8288.2933 | 1.2184 | 1.2687 | 0.023116 | 0.87225 | 0.79582 | 0.87856 | 1.1663
0.5 | 0.5 | 1900 | 54827.996 | 30409.2632 | 24418.7329 | 43141.8129 | 11674.1831 | 87.5961 | 86.2497 | 85.7623 | 87.5961 | 0 | 0.55463 | 0.44537 | 0.44537 | 0.78686 | 0.21292 | 1 | 0 | 0.97888 | 1 | 0.98 | 0.87075 | 1 | 0.99937 | 19483.4613 | 157162.8527 | 29532398838.5448 | 10336339593.4907 | 24965958.96 | 29352762.829 | 8512.3012 | 1.2514 | 1.3029 | 0.023116 | 0.87772 | 0.79738 | 0.88027 | 1.1663
0.5 | 0.5 | 1950 | 56270.5223 | 31804.2295 | 24466.2928 | 44277.1238 | 11981.3985 | 89.9013 | 88.5194 | 88.0192 | 89.9013 | 0 | 0.5652 | 0.4348 | 0.4348 | 0.78686 | 0.21292 | 1 | 0 | 0.98502 | 1 | 0.98 | 0.87257 | 1 | 1 | 18054.1666 | 157470.0681 | 30305725691.8429 | 10607003992.145 | 25622957.88 | 30125203.9561 | 8736.3091 | 1.2843 | 1.3372 | 0.023116 | 0.88295 | 0.79893 | 0.88199 | 1.1663
0.5 | 0.5 | 2000 | 57713.0485 | 33199.1958 | 24513.8527 | 45412.4346 | 12288.6138 | 92.2064 | 90.7891 | 90.2761 | 92.2064 | 0 | 0.57525 | 0.42475 | 0.42475 | 0.78687 | 0.21293 | 1 | 0 | 0.99117 | 1 | 0.98 | 0.87438 | 1 | 1 | 16633.5539 | 157777.2834 | 31079029533.1582 | 10877660336.6054 | 26279956.8 | 30897645.0831 | 8960.3171 | 1.3172 | 1.3715 | 0.023116 | 0.88793 | 0.80049 | 0.8837 | 1.1663
0.5 | 0.75 | 0 | 0 | 0 | 0 | 0 | 0 | 0 | 0 | 0 | 0 | 0 | 0 | 0 | 0 | 0 | 0 | 1 | 0 | 0.74115 | 0 | 0.7476 | 0.80233 | 1 | 0.73643 | 60528.6095 | 145488.6696 | 143994068.3216 | 50397923.9125 | 0 | 0 | 0 | 0 | 0 | 0 | 0.65408 | 0.73815 | 0.8237
0.5 | 0.75 | 50 | 1454.5262 | 436.3579 | 1018.1683 | 1135.3109 | 307.2153 | 13.7639 | 2.27 | 13.7639 | 2.3052 | 0 | 0.3 | 0.7 | 0.7 | 0.78054 | 0.21121 | 1 | 0 | 0.74687 | 0 | 0.75391 | 0.80403 | 1 | 0.74264 | 60107.4683 | 145795.8849 | 917385347.8815 | 321084871.7585 | 656998.92 | 772441.1271 | 181.5237 | 0.19663 | 0.034288 | 0.023116 | 0.65992 | 0.73971 | 0.82544 | 6.9078
0.5 | 0.75 | 100 | 2897.0524 | 869.1157 | 2027.9367 | 2270.6217 | 614.4307 | 15.5277 | 4.5399 | 15.5277 | 4.6103 | 0 | 0.3 | 0.7 | 0.7 | 0.78377 | 0.21209 | 1 | 0 | 0.75259 | 0 | 0.7603 | 0.80574 | 1 | 0.74893 | 59700.4671 | 146103.1003 | 1690769413.3793 | 591769294.6828 | 1313997.84 | 1544882.2542 | 363.0473 | 0.22182 | 0.068576 | 0.023116 | 0.66571 | 0.74126 | 0.82717 | 3.9127
0.5 | 0.75 | 150 | 4339.5786 | 1301.8736 | 3037.705 | 3405.9326 | 921.646 | 17.2916 | 6.8099 | 17.2916 | 6.9155 | 0 | 0.3 | 0.7 | 0.7 | 0.78485 | 0.21238 | 1 | 0 | 0.75867 | 0 | 0.76705 | 0.80744 | 1 | 0.75558 | 59293.4658 | 146410.3156 | 2464153478.8772 | 862453717.607 | 1970996.76 | 2317323.3812 | 544.571 | 0.24702 | 0.10286 | 0.023116 | 0.6715 | 0.74282 | 0.8289 | 2.9088
0.5 | 0.75 | 200 | 5782.1048 | 1734.6315 | 4047.4734 | 4541.2435 | 1228.8614 | 19.0555 | 9.0799 | 19.0555 | 9.2206 | 0 | 0.3 | 0.7 | 0.7 | 0.7854 | 0.21253 | 1 | 0 | 0.76478 | 0 | 0.77381 | 0.80914 | 1 | 0.76224 | 58881.4942 | 146717.531 | 3237537544.3751 | 1133138140.5313 | 2627995.68 | 3089764.5083 | 726.0947 | 0.27222 | 0.13715 | 0.023116 | 0.67729 | 0.74438 | 0.83063 | 2.4058
0.5 | 0.75 | 250 | 7224.6311 | 2167.3893 | 5057.2417 | 5676.5543 | 1536.0767 | 20.8193 | 11.3499 | 20.8193 | 11.5258 | 0 | 0.3 | 0.7 | 0.7 | 0.78572 | 0.21262 | 1 | 0 | 0.77088 | 0 | 0.78056 | 0.81084 | 1 | 0.76889 | 58467.6022 | 147024.7463 | 4010921609.873 | 1403822563.4555 | 3284994.6 | 3862205.6354 | 907.6183 | 0.29742 | 0.17144 | 0.023116 | 0.68308 | 0.74594 | 0.83236 | 2.1037
0.5 | 0.75 | 300 | 8667.1573 | 2600.1472 | 6067.0101 | 6811.8652 | 1843.2921 | 22.5832 | 13.6198 | 22.5832 | 13.831 | 0 | 0.3 | 0.7 | 0.7 | 0.78594 | 0.21268 | 1 | 0 | 0.77699 | 0 | 0.78731 | 0.81256 | 1 | 0.77554 | 58022.2986 | 147331.9617 | 4784305675.3708 | 1674506986.3798 | 3941993.52 | 4634646.7625 | 1089.142 | 0.32262 | 0.20573 | 0.023116 | 0.68887 | 0.7475 | 0.8341 | 1.9021
0.5 | 0.75 | 350 | 10109.6835 | 3032.905 | 7076.7784 | 7947.1761 | 2150.5074 | 24.3471 | 15.8898 | 24.3471 | 16.1361 | 0 | 0.3 | 0.7 | 0.7 | 0.7861 | 0.21272 | 1 | 0 | 0.7831 | 0 | 0.79407 | 0.81438 | 1 | 0.7822 | 57576.9951 | 147639.177 | 5557689740.8687 | 1945191409.304 | 4598992.44 | 5407087.8895 | 1270.6657 | 0.34782 | 0.24001 | 0.023116 | 0.69466 | 0.74906 | 0.83583 | 1.7581
0.5 | 0.75 | 400 | 11552.2097 | 3465.6629 | 8086.5468 | 9082.4869 | 2457.7228 | 26.1109 | 18.1598 | 26.1109 | 18.4413 | 0 | 0.3 | 0.7 | 0.7 | 0.78621 | 0.21275 | 1 | 0 | 0.7892 | 0 | 0.80082 | 0.8162 | 1 | 0.78885 | 57131.6916 | 147946.3924 | 6331073806.3666 | 2215875832.2283 | 5255991.36 | 6179529.0166 | 1452.1893 | 0.37301 | 0.2743 | 0.023116 | 0.70045 | 0.75062 | 0.83756 | 1.65
0.5 | 0.75 | 450 | 12994.7359 | 3898.4208 | 9096.3151 | 10217.7978 | 2764.9381 | 27.8748 | 20.4298 | 27.8748 | 20.7464 | 0 | 0.3 | 0.7 | 0.7 | 0.7863 | 0.21277 | 1 | 0 | 0.79531 | 0 | 0.80758 | 0.81802 | 1 | 0.79551 | 56686.3881 | 148253.6077 | 7104457871.8644 | 2486560255.1526 | 5912990.28 | 6951970.1437 | 1633.713 | 0.39821 | 0.30859 | 0.023116 | 0.70624 | 0.75217 | 0.83929 | 1.5659
0.5 | 0.75 | 500 | 14437.2621 | 4331.1786 | 10106.0835 | 11353.1087 | 3072.1535 | 29.6387 | 22.6997 | 29.6387 | 23.0516 | 0 | 0.3 | 0.7 | 0.7 | 0.78638 | 0.21279 | 1 | 0 | 0.80142 | 0 | 0.81433 | 0.81984 | 1 | 0.80216 | 56238.7668 | 148560.8231 | 7877841937.3623 | 2757244678.0768 | 6569989.2 | 7724411.2708 | 1815.2366 | 0.42341 | 0.34288 | 0.023116 | 0.71203 | 0.75373 | 0.84103 | 1.4986
0.5 | 0.75 | 550 | 15879.7883 | 4763.9365 | 11115.8518 | 12488.4195 | 3379.3688 | 31.4025 | 24.9697 | 31.4025 | 25.3568 | 0 | 0.3 | 0.7 | 0.7 | 0.78643 | 0.21281 | 1 | 0 | 0.80752 | 0 | 0.82109 | 0.82165 | 1 | 0.80881 | 55512.8791 | 148868.0384 | 8651226002.8602 | 3027929101.0011 | 7226988.12 | 8496852.3979 | 1996.7603 | 0.44861 | 0.37717 | 0.023116 | 0.71782 | 0.75529 | 0.84276 | 1.4436
0.5 | 0.75 | 600 | 17322.3145 | 5196.6944 | 12125.6202 | 13623.7304 | 3686.5842 | 33.1664 | 27.2397 | 33.1664 | 27.6619 | 0 | 0.3 | 0.7 | 0.7 | 0.78648 | 0.21282 | 1 | 0 | 0.81363 | 0 | 0.82784 | 0.82347 | 1 | 0.81547 | 54234.8063 | 149175.2538 | 9424610068.358 | 3298613523.9253 | 7883987.04 | 9269293.5249 | 2178.284 | 0.47381 | 0.41145 | 0.023116 | 0.72361 | 0.75685 | 0.84449 | 1.3977
0.5 | 0.75 | 650 | 18764.8408 | 5629.4522 | 13135.3885 | 14759.0413 | 3993.7995 | 34.9302 | 29.5097 | 34.9302 | 29.9671 | 0 | 0.3 | 0.7 | 0.7 | 0.78653 | 0.21283 | 1 | 0 | 0.81973 | 0 | 0.8346 | 0.82529 | 1 | 0.82212 | 52956.7335 | 149482.4691 | 10197994133.8559 | 3569297946.8496 | 8540985.96 | 10041734.652 | 2359.8076 | 0.499 | 0.44574 | 0.023116 | 0.7294 | 0.75841 | 0.84622 | 1.3589
0.5 | 0.75 | 700 | 20207.367 | 6062.2101 | 14145.1569 | 15894.3521 | 4301.0148 | 36.6941 | 31.7796 | 36.6941 | 32.2722 | 0 | 0.3 | 0.7 | 0.7 | 0.78656 | 0.21284 | 1 | 0 | 0.82584 | 0 | 0.84135 | 0.82711 | 1 | 0.82877 | 51678.3739 | 149789.6844 | 10971378199.3538 | 3839982369.7738 | 9197984.88 | 10814175.7791 | 2541.3313 | 0.5242 | 0.48003 | 0.023116 | 0.73519 | 0.75997 | 0.84796 | 1.3256
0.5 | 0.75 | 750 | 21649.8932 | 6494.968 | 15154.9252 | 17029.663 | 4608.2302 | 38.458 | 34.0496 | 38.458 | 34.5774 | 0 | 0.3 | 0.7 | 0.7 | 0.78659 | 0.21285 | 1 | 0 | 0.83195 | 0 | 0.84811 | 0.82893 | 1 | 0.83543 | 50391.633 | 150096.8998 | 11744762264.8517 | 4110666792.6981 | 9854983.8 | 11586616.9062 | 2722.855 | 0.5494 | 0.51432 | 0.023116 | 0.74098 | 0.76153 | 0.84969 | 1.2967
0.5 | 0.75 | 800 | 23092.4194 | 6927.7258 | 16164.6936 | 18164.9739 | 4915.4455 | 40.2218 | 36.3196 | 40.2218 | 36.8826 | 0 | 0.3 | 0.7 | 0.7 | 0.78662 | 0.21286 | 1 | 0 | 0.83805 | 0 | 0.85486 | 0.83075 | 1 | 0.84208 | 49091.4514 | 150404.1151 | 12518146330.3495 | 4381351215.6223 | 10511982.72 | 12359058.0333 | 2904.3786 | 0.5746 | 0.54861 | 0.023116 | 0.74677 | 0.76309 | 0.85142 | 1.2715
0.5 | 0.75 | 850 | 24534.9456 | 7360.4837 | 17174.4619 | 19300.2847 | 5222.6609 | 41.9857 | 38.5896 | 41.9857 | 39.1877 | 0 | 0.3 | 0.7 | 0.7 | 0.78664 | 0.21287 | 1 | 0 | 0.84416 | 0 | 0.86162 | 0.83256 | 1 | 0.84874 | 47767.5994 | 150711.3305 | 13291530395.8474 | 4652035638.5466 | 11168981.64 | 13131499.1603 | 3085.9023 | 0.5998 | 0.58289 | 0.023116 | 0.75256 | 0.76464 | 0.85315 | 1.2492
0.5 | 0.75 | 900 | 25977.4718 | 7793.2415 | 18184.2303 | 20435.5956 | 5529.8762 | 43.7496 | 40.8595 | 43.7496 | 41.4929 | 0 | 0.3 | 0.7 | 0.7 | 0.78667 | 0.21287 | 1 | 0 | 0.85027 | 0 | 0.86837 | 0.83438 | 1 | 0.85539 | 46443.7473 | 151018.5458 | 14064914461.3453 | 4922720061.4708 | 11825980.56 | 13903940.2874 | 3267.426 | 0.62499 | 0.61718 | 0.023116 | 0.75835 | 0.7662 | 0.85489 | 1.2294
0.5 | 0.75 | 950 | 27419.998 | 8225.9994 | 19193.9986 | 21570.9065 | 5837.0916 | 45.5134 | 43.1295 | 45.5134 | 43.798 | 0 | 0.3 | 0.7 | 0.7 | 0.78669 | 0.21288 | 1 | 0 | 0.85637 | 0 | 0.87513 | 0.8362 | 1 | 0.86204 | 45119.8952 | 151325.7612 | 14838298526.8431 | 5193404484.3951 | 12482979.48 | 14676381.4145 | 3448.9496 | 0.65019 | 0.65147 | 0.023116 | 0.76414 | 0.76776 | 0.85662 | 1.2117
0.5 | 0.75 | 1000 | 28862.5242 | 8658.7573 | 20203.767 | 22706.2173 | 6144.3069 | 47.2773 | 45.3995 | 47.2773 | 46.1032 | 0 | 0.3 | 0.7 | 0.7 | 0.7867 | 0.21288 | 1 | 0 | 0.86248 | 0 | 0.88188 | 0.83802 | 1 | 0.8687 | 43796.0432 | 151632.9765 | 15611682592.341 | 5464088907.3193 | 13139978.4 | 15448822.5416 | 3630.4733 | 0.67539 | 0.68576 | 0.023116 | 0.76993 | 0.76932 | 0.85835 | 1.1958
0.5 | 0.75 | 1050 | 30305.0504 | 9091.787 | 21213.2634 | 23841.5282 | 6451.5223 | 49.0412 | 47.6695 | 49.0412 | 48.4084 | 0 | 0.30001 | 0.69999 | 0.69999 | 0.78672 | 0.21289 | 1 | 0 | 0.86859 | 0 | 0.88863 | 0.83984 | 1 | 0.87535 | 42472.1911 | 151940.1919 | 16385066657.8389 | 5734773330.2436 | 13796977.32 | 16221263.6686 | 3811.997 | 0.70059 | 0.72004 | 0.023116 | 0.77572 | 0.77088 | 0.86008 | 1.1813
0.5 | 0.75 | 1100 | 31747.5767 | 9670.5569 | 22077.0197 | 24976.8391 | 6758.7376 | 50.805 | 49.9394 | 50.805 | 50.7135 | 0 | 0.30461 | 0.69539 | 0.69539 | 0.78673 | 0.21289 | 1 | 0 | 0.87469 | 0 | 0.89539 | 0.84165 | 1 | 0.882 | 41148.339 | 152247.4072 | 17158450723.3367 | 6005457753.1679 | 14453976.24 | 16993704.7957 | 3993.5206 | 0.72579 | 0.75433 | 0.023116 | 0.78152 | 0.77244 | 0.86182 | 1.1682
0.5 | 0.75 | 1150 | 33190.1029 | 10470.6443 | 22719.4586 | 26112.1499 | 7065.953 | 53.0187 | 52.2094 | 52.5689 | 53.0187 | 0 | 0.31547 | 0.68453 | 0.68453 | 0.78675 | 0.21289 | 1 | 0 | 0.8808 | 1 | 0.90214 | 0.84347 | 1 | 0.88866 | 39824.487 | 152554.6226 | 17931834788.8346 | 6276142176.0921 | 15110975.16 | 17766145.9228 | 4175.0443 | 0.75741 | 0.78862 | 0.023116 | 0.78731 | 0.774 | 0.86355 | 1.1661
0.5 | 0.75 | 1200 | 34632.6291 | 11499.5293 | 23133.0998 | 27247.4608 | 7373.1683 | 55.3238 | 54.4735 | 54.3328 | 55.3238 | 0 | 0.33204 | 0.66796 | 0.66796 | 0.78676 | 0.2129 | 1 | 0 | 0.8869 | 1 | 0.9089 | 0.84529 | 1 | 0.89531 | 38499.1652 | 152861.8379 | 18705218854.3325 | 6546826599.0164 | 15767974.08 | 18538587.0499 | 4356.568 | 0.79034 | 0.82291 | 0.023116 | 0.7931 | 0.77555 | 0.86528 | 1.1661
0.5 | 0.75 | 1250 | 36075.1553 | 12748.3466 | 23326.8087 | 28382.7716 | 7680.3836 | 57.629 | 56.7432 | 56.4226 | 57.629 | 0 | 0.35338 | 0.64662 | 0.64662 | 0.78677 | 0.2129 | 1 | 0 | 0.89301 | 1 | 0.91565 | 0.84711 | 1 | 0.90196 | 37170.3361 | 153169.0532 | 19478602919.8303 | 6817511021.9406 | 16424973 | 19311028.177 | 4538.0916 | 0.82327 | 0.8572 | 0.023116 | 0.79889 | 0.77711 | 0.86701 | 1.1662
0.5 | 0.75 | 1300 | 37517.6815 | 14094.8882 | 23422.7933 | 29518.0825 | 7987.599 | 59.9342 | 59.0129 | 58.6795 | 59.9342 | 0 | 0.37569 | 0.62431 | 0.62431 | 0.78678 | 0.2129 | 1 | 0 | 0.89912 | 1 | 0.92241 | 0.84893 | 1 | 0.90862 | 35826.3632 | 153476.2686 | 20251986985.3282 | 7088195444.8649 | 17081971.92 | 20083469.304 | 4719.6153 | 0.8562 | 0.89148 | 0.023116 | 0.80468 | 0.77867 | 0.86875 | 1.1662
0.5 | 0.75 | 1350 | 38960.2077 | 15480.2198 | 23479.988 | 30653.3934 | 8294.8143 | 62.2393 | 61.2827 | 60.9364 | 62.2393 | 0 | 0.39733 | 0.60267 | 0.60267 | 0.78679 | 0.2129 | 1 | 0 | 0.90522 | 1 | 0.92916 | 0.85075 | 1 | 0.91527 | 34452.2217 | 153783.4839 | 21025371050.8261 | 7358879867.7891 | 17738970.84 | 20855910.4311 | 4901.139 | 0.88913 | 0.92577 | 0.023116 | 0.81047 | 0.78023 | 0.87048 | 1.1662
0.5 | 0.75 | 1400 | 40402.7339 | 16866.7005 | 23536.0334 | 31788.7042 | 8602.0297 | 64.5445 | 63.5524 | 63.1933 | 64.5445 | 0 | 0.41746 | 0.58254 | 0.58254 | 0.7868 | 0.21291 | 1 | 0 | 0.91133 | 1 | 0.93592 | 0.85256 | 1 | 0.92193 | 33073.4123 | 154090.6993 | 21798755116.3239 | 7629564290.7134 | 18395969.76 | 21628351.5582 | 5082.6626 | 0.92206 | 0.96006 | 0.023116 | 0.81626 | 0.78179 | 0.87221 | 1.1662
0.5 | 0.75 | 1450 | 41845.2601 | 18253.2495 | 23592.0106 | 32924.0151 | 8909.245 | 66.8496 | 65.8221 | 65.4502 | 66.8496 | 0 | 0.43621 | 0.56379 | 0.56379 | 0.7868 | 0.21291 | 1 | 0 | 0.91744 | 1 | 0.94267 | 0.85438 | 1 | 0.92858 | 31687.0085 | 154397.9146 | 22572139181.8218 | 7900248713.6376 | 19052968.68 | 22400792.6853 | 5264.1863 | 0.95499 | 0.99435 | 0.023116 | 0.82205 | 0.78335 | 0.87394 | 1.1662
0.5 | 0.75 | 1500 | 43287.7864 | 19640.7768 | 23647.0095 | 34059.326 | 9216.4604 | 69.1548 | 68.0918 | 67.7071 | 69.1548 | 0 | 0.45373 | 0.54627 | 0.54627 | 0.78681 | 0.21291 | 1 | 0 | 0.92354 | 1 | 0.94943 | 0.8562 | 1 | 0.93523 | 30300.6048 | 154705.13 | 23345523247.3197 | 8170933136.5619 | 19709967.6 | 23173233.8124 | 5445.7099 | 0.98793 | 1.0286 | 0.023116 | 0.82784 | 0.78491 | 0.87568 | 1.1662
0.5 | 0.75 | 1550 | 44730.3126 | 21034.0057 | 23696.3069 | 35194.6368 | 9523.6757 | 71.46 | 70.3616 | 69.964 | 71.46 | 0 | 0.47024 | 0.52976 | 0.52976 | 0.78682 | 0.21291 | 1 | 0 | 0.92965 | 1 | 0.95618 | 0.85802 | 1 | 0.94189 | 28908.4625 | 155012.3453 | 24118907312.8176 | 8441617559.4861 | 20366966.52 | 23945674.9394 | 5627.2336 | 1.0209 | 1.0629 | 0.023116 | 0.83363 | 0.78647 | 0.87741 | 1.1662
0.5 | 0.75 | 1600 | 46172.8388 | 22427.4319 | 23745.4069 | 36329.9477 | 9830.8911 | 73.7651 | 72.6313 | 72.2209 | 73.7651 | 0 | 0.48573 | 0.51427 | 0.51427 | 0.78683 | 0.21292 | 1 | 0 | 0.93576 | 1 | 0.96294 | 0.85984 | 1 | 0.94854 | 27509.9123 | 155319.5607 | 24892291378.3154 | 8712301982.4104 | 21023965.44 | 24718116.0665 | 5808.7573 | 1.0538 | 1.0972 | 0.023116 | 0.83942 | 0.78802 | 0.87914 | 1.1662
0.5 | 0.75 | 1650 | 47615.365 | 23822.9951 | 23792.3699 | 37465.2586 | 10138.1064 | 76.0703 | 74.901 | 74.4778 | 76.0703 | 0 | 0.50032 | 0.49968 | 0.49968 | 0.78683 | 0.21292 | 1 | 0 | 0.94186 | 1 | 0.96969 | 0.86166 | 1 | 0.95519 | 26111.362 | 155626.776 | 25665675443.8133 | 8982986405.3347 | 21680964.36 | 25490557.1936 | 5990.2809 | 1.0867 | 1.1315 | 0.023116 | 0.84521 | 0.78958 | 0.88087 | 1.1662
0.5 | 0.75 | 1700 | 49057.8912 | 25218.7285 | 23839.1627 | 38600.5694 | 10445.3218 | 78.3754 | 77.1707 | 76.7347 | 78.3754 | 0 | 0.51406 | 0.48594 | 0.48594 | 0.78684 | 0.21292 | 1 | 0 | 0.94797 | 1 | 0.97644 | 0.86347 | 1 | 0.96185 | 24712.8118 | 155933.9914 | 26439059509.3112 | 9253670828.2589 | 22337963.28 | 26262998.3207 | 6171.8046 | 1.1196 | 1.1658 | 0.023116 | 0.851 | 0.79114 | 0.88261 | 1.1663
0.5 | 0.75 | 1750 | 50500.4174 | 26614.4619 | 23885.9555 | 39735.8803 | 10752.5371 | 80.6806 | 79.4405 | 78.9916 | 80.6806 | 0 | 0.52701 | 0.47299 | 0.47299 | 0.78684 | 0.21292 | 1 | 0 | 0.95408 | 1 | 0.98 | 0.86529 | 1 | 0.9685 | 23314.2616 | 156241.2067 | 27212443155.7517 | 9524355104.5131 | 22994962.2 | 27035439.4477 | 6353.3283 | 1.1526 | 1.2001 | 0.023116 | 0.85678 | 0.7927 | 0.88434 | 1.1663
0.5 | 0.75 | 1800 | 51942.9436 | 28010.1953 | 23932.7483 | 40871.1912 | 11059.7525 | 82.9858 | 81.7102 | 81.2485 | 82.9858 | 0 | 0.53925 | 0.46075 | 0.46075 | 0.78685 | 0.21292 | 1 | 0 | 0.96018 | 1 | 0.98 | 0.86711 | 1 | 0.97516 | 21915.7114 | 156548.4221 | 27985823902.5264 | 9795038365.8842 | 23651961.12 | 27807880.5748 | 6534.8519 | 1.1855 | 1.2344 | 0.023116 | 0.86254 | 0.79426 | 0.88607 | 1.1663
0.5 | 0.75 | 1850 | 53385.4698 | 29405.9287 | 23979.5412 | 42006.502 | 11366.9678 | 85.2909 | 83.9799 | 83.5054 | 85.2909 | 0 | 0.55082 | 0.44918 | 0.44918 | 0.78685 | 0.21292 | 1 | 0 | 0.96629 | 1 | 0.98 | 0.86893 | 1 | 0.98181 | 20511.9832 | 156855.6374 | 28759199518.6526 | 10065719831.5284 | 24308960.04 | 28580321.7019 | 6716.3756 | 1.2184 | 1.2687 | 0.023116 | 0.86824 | 0.79582 | 0.8878 | 1.1663
0.5 | 0.75 | 1900 | 54827.996 | 30801.6621 | 24026.334 | 43141.8129 | 11674.1831 | 87.5961 | 86.2497 | 85.7623 | 87.5961 | 0 | 0.56179 | 0.43821 | 0.43821 | 0.78686 | 0.21292 | 1 | 0 | 0.97239 | 1 | 0.98 | 0.87075 | 1 | 0.98846 | 19081.6003 | 157162.8527 | 29532563589.2253 | 10336397256.2289 | 24965958.96 | 29352762.829 | 6897.8993 | 1.2514 | 1.3029 | 0.023116 | 0.87382 | 0.79738 | 0.88953 | 1.1663
0.5 | 0.75 | 1950 | 56270.5223 | 32197.3955 | 24073.1268 | 44277.1238 | 11981.3985 | 89.9013 | 88.5194 | 88.0192 | 89.9013 | 0 | 0.57219 | 0.42781 | 0.42781 | 0.78686 | 0.21292 | 1 | 0 | 0.9785 | 1 | 0.98 | 0.87257 | 1 | 0.99512 | 17646.9496 | 157470.0681 | 30305906921.2077 | 10607067422.4227 | 25622957.88 | 30125203.9561 | 7079.4229 | 1.2843 | 1.3372 | 0.023116 | 0.87919 | 0.79893 | 0.89127 | 1.1663
0.5 | 0.75 | 2000 | 57713.0485 | 33593.1289 | 24119.9196 | 45412.4346 | 12288.6138 | 92.2064 | 90.7891 | 90.2761 | 92.2064 | 0 | 0.58207 | 0.41793 | 0.41793 | 0.78687 | 0.21293 | 1 | 0 | 0.98461 | 1 | 0.98 | 0.87438 | 1 | 1 | 16212.998 | 157777.2834 | 31079227881.9551 | 10877729758.6843 | 26279956.8 | 30897645.0831 | 7260.9466 | 1.3172 | 1.3715 | 0.023116 | 0.88432 | 0.80049 | 0.893 | 1.1663
0.5 | 1 | 0 | 0 | 0 | 0 | 0 | 0 | 0 | 0 | 0 | 0 | 0 | 0 | 0 | 0 | 0 | 0 | 1 | 0 | 0.73628 | 0 | 0.74431 | 0.80233 | 1 | 0.72881 | 60421.9779 | 145488.6696 | 144121631.2444 | 50442570.9355 | 0 | 0 | 0 | 0 | 0 | 0 | 0.65128 | 0.73815 | 0.83276
0.5 | 1 | 50 | 1454.5262 | 436.3579 | 1018.1683 | 1135.3109 | 307.2153 | 13.7639 | 2.27 | 13.7639 | 2.3052 | 0 | 0.3 | 0.7 | 0.7 | 0.78054 | 0.21121 | 1 | 0 | 0.74196 | 0 | 0.75058 | 0.80403 | 1 | 0.73495 | 60000.6142 | 145795.8849 | 917513180.1866 | 321129613.0653 | 656998.92 | 772441.1271 | 139.0394 | 0.19663 | 0.034288 | 0.023116 | 0.65708 | 0.73971 | 0.83451 | 6.9078
0.5 | 1 | 100 | 2897.0524 | 869.1157 | 2027.9367 | 2270.6217 | 614.4307 | 15.5277 | 4.5399 | 15.5277 | 4.6103 | 0 | 0.3 | 0.7 | 0.7 | 0.78377 | 0.21209 | 1 | 0 | 0.74764 | 0 | 0.75692 | 0.80574 | 1 | 0.74116 | 59593.3905 | 146103.1003 | 1690897515.0667 | 591814130.2734 | 1313997.84 | 1544882.2542 | 278.0788 | 0.22182 | 0.068576 | 0.023116 | 0.66284 | 0.74126 | 0.83626 | 3.9127
0.5 | 1 | 150 | 4339.5786 | 1301.8736 | 3037.705 | 3405.9326 | 921.646 | 17.2916 | 6.8099 | 17.2916 | 6.9155 | 0 | 0.3 | 0.7 | 0.7 | 0.78485 | 0.21238 | 1 | 0 | 0.75368 | 0 | 0.76364 | 0.80744 | 1 | 0.74774 | 59185.1251 | 146410.3156 | 2464281849.9469 | 862498647.4814 | 1970996.76 | 2317323.3812 | 417.1182 | 0.24702 | 0.10286 | 0.023116 | 0.66859 | 0.74282 | 0.83802 | 2.9088
0.5 | 1 | 200 | 5782.1048 | 1734.6315 | 4047.4734 | 4541.2435 | 1228.8614 | 19.0555 | 9.0799 | 19.0555 | 9.2206 | 0 | 0.3 | 0.7 | 0.7 | 0.7854 | 0.21253 | 1 | 0 | 0.75975 | 0 | 0.77035 | 0.80914 | 1 | 0.75431 | 58772.7245 | 146717.531 | 3237666184.827 | 1133183164.6895 | 2627995.68 | 3089764.5083 | 556.1576 | 0.27222 | 0.13715 | 0.023116 | 0.67435 | 0.74438 | 0.83977 | 2.4058
0.5 | 1 | 250 | 7224.6311 | 2167.3893 | 5057.2417 | 5676.5543 | 1536.0767 | 20.8193 | 11.3499 | 20.8193 | 11.5258 | 0 | 0.3 | 0.7 | 0.7 | 0.78572 | 0.21262 | 1 | 0 | 0.76581 | 0 | 0.77706 | 0.81084 | 1 | 0.76089 | 58350.3911 | 147024.7463 | 4011050519.7071 | 1403867681.8975 | 3284994.6 | 3862205.6354 | 695.197 | 0.29742 | 0.17144 | 0.023116 | 0.6801 | 0.74594 | 0.84152 | 2.1037
0.5 | 1 | 300 | 8667.1573 | 2600.1472 | 6067.0101 | 6811.8652 | 1843.2921 | 22.5832 | 13.6198 | 22.5832 | 13.831 | 0 | 0.3 | 0.7 | 0.7 | 0.78594 | 0.21268 | 1 | 0 | 0.77188 | 0 | 0.78378 | 0.81256 | 1 | 0.76746 | 57904.8441 | 147331.9617 | 4784434854.5873 | 1674552199.1056 | 3941993.52 | 4634646.7625 | 834.2364 | 0.32262 | 0.20573 | 0.023116 | 0.68586 | 0.7475 | 0.84327 | 1.9021
0.5 | 1 | 350 | 10109.6835 | 3032.905 | 7076.7784 | 7947.1761 | 2150.5074 | 24.3471 | 15.8898 | 24.3471 | 16.1361 | 0 | 0.3 | 0.7 | 0.7 | 0.7861 | 0.21272 | 1 | 0 | 0.77794 | 0 | 0.79049 | 0.81438 | 1 | 0.77403 | 57459.297 | 147639.177 | 5557819189.4674 | 1945236716.3136 | 4598992.44 | 5407087.8895 | 973.2758 | 0.34782 | 0.24001 | 0.023116 | 0.69161 | 0.74906 | 0.84502 | 1.7581
0.5 | 1 | 400 | 11552.2097 | 3465.6629 | 8086.5468 | 9082.4869 | 2457.7228 | 26.1109 | 18.1598 | 26.1109 | 18.4413 | 0 | 0.3 | 0.7 | 0.7 | 0.78621 | 0.21275 | 1 | 0 | 0.78401 | 0 | 0.79721 | 0.8162 | 1 | 0.78061 | 57013.7499 | 147946.3924 | 6331203524.3476 | 2215921233.5217 | 5255991.36 | 6179529.0166 | 1112.3152 | 0.37301 | 0.2743 | 0.023116 | 0.69737 | 0.75062 | 0.84677 | 1.65
0.5 | 1 | 450 | 12994.7359 | 3898.4208 | 9096.3151 | 10217.7978 | 2764.9381 | 27.8748 | 20.4298 | 27.8748 | 20.7464 | 0 | 0.3 | 0.7 | 0.7 | 0.7863 | 0.21277 | 1 | 0 | 0.79008 | 0 | 0.80392 | 0.81802 | 1 | 0.78718 | 56567.8587 | 148253.6077 | 7104587859.2277 | 2486605750.7297 | 5912990.28 | 6951970.1437 | 1251.3546 | 0.39821 | 0.30859 | 0.023116 | 0.70312 | 0.75217 | 0.84852 | 1.5659
0.5 | 1 | 500 | 14437.2621 | 4331.1786 | 10106.0835 | 11353.1087 | 3072.1535 | 29.6387 | 22.6997 | 29.6387 | 23.0516 | 0 | 0.3 | 0.7 | 0.7 | 0.78638 | 0.21279 | 1 | 0 | 0.79614 | 0 | 0.81063 | 0.81984 | 1 | 0.79376 | 56119.6859 | 148560.8231 | 7877972194.1079 | 2757290267.9378 | 6569989.2 | 7724411.2708 | 1390.394 | 0.42341 | 0.34288 | 0.023116 | 0.70888 | 0.75373 | 0.85027 | 1.4986
0.5 | 1 | 550 | 15879.7883 | 4763.9365 | 11115.8518 | 12488.4195 | 3379.3688 | 31.4025 | 24.9697 | 31.4025 | 25.3568 | 0 | 0.3 | 0.7 | 0.7 | 0.78643 | 0.21281 | 1 | 0 | 0.80221 | 0 | 0.81735 | 0.82165 | 1 | 0.80033 | 55172.1459 | 148868.0384 | 8651356528.988 | 3027974785.1458 | 7226988.12 | 8496852.3979 | 1529.4334 | 0.44861 | 0.37717 | 0.023116 | 0.71463 | 0.75529 | 0.85203 | 1.4436
0.5 | 1 | 600 | 17322.3145 | 5196.6944 | 12125.6202 | 13623.7304 | 3686.5842 | 33.1664 | 27.2397 | 33.1664 | 27.6619 | 0 | 0.3 | 0.7 | 0.7 | 0.78648 | 0.21282 | 1 | 0 | 0.80828 | 0 | 0.82406 | 0.82347 | 1 | 0.8069 | 53893.3712 | 149175.2538 | 9424740863.8682 | 3298659302.3539 | 7883987.04 | 9269293.5249 | 1668.4728 | 0.47381 | 0.41145 | 0.023116 | 0.72039 | 0.75685 | 0.85378 | 1.3977
0.5 | 1 | 650 | 18764.8408 | 5629.4522 | 13135.3885 | 14759.0413 | 3993.7995 | 34.9302 | 29.5097 | 34.9302 | 29.9671 | 0 | 0.3 | 0.7 | 0.7 | 0.78653 | 0.21283 | 1 | 0 | 0.81434 | 0 | 0.83078 | 0.82529 | 1 | 0.81348 | 52614.5966 | 149482.4691 | 10198125198.7483 | 3569343819.5619 | 8540985.96 | 10041734.652 | 1807.5122 | 0.499 | 0.44574 | 0.023116 | 0.72614 | 0.75841 | 0.85553 | 1.3589
0.5 | 1 | 700 | 20207.367 | 6062.2101 | 14145.1569 | 15894.3521 | 4301.0148 | 36.6941 | 31.7796 | 36.6941 | 32.2722 | 0 | 0.3 | 0.7 | 0.7 | 0.78656 | 0.21284 | 1 | 0 | 0.82041 | 0 | 0.83749 | 0.82711 | 1 | 0.82005 | 51334.8879 | 149789.6844 | 10971509533.6284 | 3840028336.77 | 9197984.88 | 10814175.7791 | 1946.5516 | 0.5242 | 0.48003 | 0.023116 | 0.7319 | 0.75997 | 0.85728 | 1.3256
0.5 | 1 | 750 | 21649.8932 | 6494.968 | 15154.9252 | 17029.663 | 4608.2302 | 38.458 | 34.0496 | 38.458 | 34.5774 | 0 | 0.3 | 0.7 | 0.7 | 0.78659 | 0.21285 | 1 | 0 | 0.82647 | 0 | 0.8442 | 0.82893 | 1 | 0.82663 | 50044.8733 | 150096.8998 | 11744893868.5086 | 4110712853.978 | 9854983.8 | 11586616.9062 | 2085.591 | 0.5494 | 0.51432 | 0.023116 | 0.73765 | 0.76153 | 0.85903 | 1.2967
0.5 | 1 | 800 | 23092.4194 | 6927.7258 | 16164.6936 | 18164.9739 | 4915.4455 | 40.2218 | 36.3196 | 40.2218 | 36.8826 | 0 | 0.3 | 0.7 | 0.7 | 0.78662 | 0.21286 | 1 | 0 | 0.83254 | 0 | 0.85092 | 0.83075 | 1 | 0.8332 | 48735.5677 | 150404.1151 | 12518278203.3887 | 4381397371.1861 | 10511982.72 | 12359058.0333 | 2224.6304 | 0.5746 | 0.54861 | 0.023116 | 0.74341 | 0.76309 | 0.86078 | 1.2715
0.5 | 1 | 850 | 24534.9456 | 7360.4837 | 17174.4619 | 19300.2847 | 5222.6609 | 41.9857 | 38.5896 | 41.9857 | 39.1877 | 0 | 0.3 | 0.7 | 0.7 | 0.78664 | 0.21287 | 1 | 0 | 0.83861 | 0 | 0.85763 | 0.83256 | 1 | 0.83978 | 47410.9885 | 150711.3305 | 13291662538.2689 | 4652081888.3941 | 11168981.64 | 13131499.1603 | 2363.6698 | 0.5998 | 0.58289 | 0.023116 | 0.74916 | 0.76464 | 0.86253 | 1.2492
0.5 | 1 | 900 | 25977.4718 | 7793.2415 | 18184.2303 | 20435.5956 | 5529.8762 | 43.7496 | 40.8595 | 43.7496 | 41.4929 | 0 | 0.3 | 0.7 | 0.7 | 0.78667 | 0.21287 | 1 | 0 | 0.84467 | 0 | 0.86435 | 0.83438 | 1 | 0.84635 | 46086.4093 | 151018.5458 | 14065046873.149 | 4922766405.6022 | 11825980.56 | 13903940.2874 | 2502.7093 | 0.62499 | 0.61718 | 0.023116 | 0.75492 | 0.7662 | 0.86429 | 1.2294
0.5 | 1 | 950 | 27419.998 | 8225.9994 | 19193.9986 | 21570.9065 | 5837.0916 | 45.5134 | 43.1295 | 45.5134 | 43.798 | 0 | 0.3 | 0.7 | 0.7 | 0.78669 | 0.21288 | 1 | 0 | 0.85074 | 0 | 0.87106 | 0.8362 | 1 | 0.85292 | 44761.83 | 151325.7612 | 14838431208.0292 | 5193450922.8102 | 12482979.48 | 14676381.4145 | 2641.7487 | 0.65019 | 0.65147 | 0.023116 | 0.76067 | 0.76776 | 0.86604 | 1.2117
0.5 | 1 | 1000 | 28862.5242 | 8658.7573 | 20203.767 | 22706.2173 | 6144.3069 | 47.2773 | 45.3995 | 47.2773 | 46.1032 | 0 | 0.3 | 0.7 | 0.7 | 0.7867 | 0.21288 | 1 | 0 | 0.85681 | 0 | 0.87777 | 0.83802 | 1 | 0.8595 | 43437.2508 | 151632.9765 | 15611815542.9093 | 5464135440.0183 | 13139978.4 | 15448822.5416 | 2780.7881 | 0.67539 | 0.68576 | 0.023116 | 0.76643 | 0.76932 | 0.86779 | 1.1958
0.5 | 1 | 1050 | 30305.0504 | 9108.1395 | 21196.911 | 23841.5282 | 6451.5223 | 49.0412 | 47.6695 | 49.0412 | 48.4084 | 0 | 0.30055 | 0.69945 | 0.69945 | 0.78672 | 0.21289 | 1 | 0 | 0.86287 | 0 | 0.88449 | 0.83984 | 1 | 0.86607 | 42112.6716 | 151940.1919 | 16385199877.7894 | 5734819957.2263 | 13796977.32 | 16221263.6686 | 2919.8275 | 0.70059 | 0.72004 | 0.023116 | 0.77218 | 0.77088 | 0.86954 | 1.1813
0.5 | 1 | 1100 | 31747.5767 | 9786.2818 | 21961.2948 | 24976.8391 | 6758.7376 | 50.805 | 49.9394 | 50.805 | 50.7135 | 0 | 0.30825 | 0.69175 | 0.69175 | 0.78673 | 0.21289 | 1 | 0 | 0.86894 | 0 | 0.8912 | 0.84165 | 1 | 0.87265 | 40788.0924 | 152247.4072 | 17158584212.6696 | 6005504474.4344 | 14453976.24 | 16993704.7957 | 3058.8669 | 0.72579 | 0.75433 | 0.023116 | 0.77794 | 0.77244 | 0.87129 | 1.1682
0.5 | 1 | 1150 | 33190.1029 | 10671.1678 | 22518.9351 | 26112.1499 | 7065.953 | 53.0187 | 52.2094 | 52.5689 | 53.0187 | 0 | 0.32152 | 0.67848 | 0.67848 | 0.78675 | 0.21289 | 1 | 0 | 0.875 | 1 | 0.89792 | 0.84347 | 1 | 0.87922 | 39463.5132 | 152554.6226 | 17931968547.5497 | 6276188991.6424 | 15110975.16 | 17766145.9228 | 3197.9063 | 0.75741 | 0.78862 | 0.023116 | 0.7837 | 0.774 | 0.87304 | 1.1661
0.5 | 1 | 1200 | 34632.6291 | 11796.7557 | 22835.8734 | 27247.4608 | 7373.1683 | 55.3238 | 54.4735 | 54.3328 | 55.3238 | 0 | 0.34063 | 0.65937 | 0.65937 | 0.78676 | 0.2129 | 1 | 0 | 0.88107 | 1 | 0.90463 | 0.84529 | 1 | 0.88579 | 38136.1648 | 152861.8379 | 18705352882.4299 | 6546873508.8505 | 15767974.08 | 18538587.0499 | 3336.9457 | 0.79034 | 0.82291 | 0.023116 | 0.78945 | 0.77555 | 0.87479 | 1.1661
0.5 | 1 | 1250 | 36075.1553 | 13100.8521 | 22974.3032 | 28382.7716 | 7680.3836 | 57.629 | 56.7432 | 56.4226 | 57.629 | 0 | 0.36315 | 0.63685 | 0.63685 | 0.78677 | 0.2129 | 1 | 0 | 0.88714 | 1 | 0.91134 | 0.84711 | 1 | 0.89237 | 36806.6059 | 153169.0532 | 19478737217.31 | 6817558026.0585 | 16424973 | 19311028.177 | 3475.9851 | 0.82327 | 0.8572 | 0.023116 | 0.79521 | 0.77711 | 0.87654 | 1.1662
0.5 | 1 | 1300 | 37517.6815 | 14471.772 | 23045.9095 | 29518.0825 | 7987.599 | 59.9342 | 59.0129 | 58.6795 | 59.9342 | 0 | 0.38573 | 0.61427 | 0.61427 | 0.78678 | 0.2129 | 1 | 0 | 0.8932 | 1 | 0.91806 | 0.84893 | 1 | 0.89894 | 35450.0745 | 153476.2686 | 20252121552.1902 | 7088242543.2666 | 17081971.92 | 20083469.304 | 3615.0245 | 0.8562 | 0.89148 | 0.023116 | 0.80096 | 0.77867 | 0.8783 | 1.1662
0.5 | 1 | 1350 | 38960.2077 | 15858.5693 | 23101.6384 | 30653.3934 | 8294.8143 | 62.2393 | 61.2827 | 60.9364 | 62.2393 | 0 | 0.40705 | 0.59295 | 0.59295 | 0.78679 | 0.2129 | 1 | 0 | 0.89927 | 1 | 0.92477 | 0.85075 | 1 | 0.90552 | 34075.1783 | 153783.4839 | 21025505887.0703 | 7358927060.4746 | 17738970.84 | 20855910.4311 | 3754.0639 | 0.88913 | 0.92577 | 0.023116 | 0.80672 | 0.78023 | 0.88005 | 1.1662
0.5 | 1 | 1400 | 40402.7339 | 17245.3666 | 23157.3673 | 31788.7042 | 8602.0297 | 64.5445 | 63.5524 | 63.1933 | 64.5445 | 0 | 0.42684 | 0.57316 | 0.57316 | 0.7868 | 0.21291 | 1 | 0 | 0.90533 | 1 | 0.93148 | 0.85256 | 1 | 0.91209 | 32692.3376 | 154090.6993 | 21798890221.9505 | 7629611577.6827 | 18395969.76 | 21628351.5582 | 3893.1033 | 0.92206 | 0.96006 | 0.023116 | 0.81247 | 0.78179 | 0.8818 | 1.1662
0.5 | 1 | 1450 | 41845.2601 | 18632.1639 | 23213.0962 | 32924.0151 | 8909.245 | 66.8496 | 65.8221 | 65.4502 | 66.8496 | 0 | 0.44526 | 0.55474 | 0.55474 | 0.7868 | 0.21291 | 1 | 0 | 0.9114 | 1 | 0.9382 | 0.85438 | 1 | 0.91867 | 31305.1724 | 154397.9146 | 22572274556.8306 | 7900296094.8907 | 19052968.68 | 22400792.6853 | 4032.1427 | 0.95499 | 0.99435 | 0.023116 | 0.81823 | 0.78335 | 0.88355 | 1.1662
0.5 | 1 | 1500 | 43287.7864 | 20024.8416 | 23262.9447 | 34059.326 | 9216.4604 | 69.1548 | 68.0918 | 67.7071 | 69.1548 | 0 | 0.4626 | 0.5374 | 0.5374 | 0.78681 | 0.21291 | 1 | 0 | 0.91747 | 1 | 0.94491 | 0.8562 | 1 | 0.92524 | 29918.0071 | 154705.13 | 23345658891.7107 | 8170980612.0988 | 19709967.6 | 23173233.8124 | 4171.1821 | 0.98793 | 1.0286 | 0.023116 | 0.82398 | 0.78491 | 0.8853 | 1.1662
0.5 | 1 | 1550 | 44730.3126 | 21419.0349 | 23311.2776 | 35194.6368 | 9523.6757 | 71.46 | 70.3616 | 69.964 | 71.46 | 0 | 0.47885 | 0.52115 | 0.52115 | 0.78682 | 0.21291 | 1 | 0 | 0.92353 | 1 | 0.95163 | 0.85802 | 1 | 0.93181 | 28521.8428 | 155012.3453 | 24119043226.5909 | 8441665129.3068 | 20366966.52 | 23945674.9394 | 4310.2215 | 1.0209 | 1.0629 | 0.023116 | 0.82974 | 0.78647 | 0.88705 | 1.1662
0.5 | 1 | 1600 | 46172.8388 | 22815.058 | 23357.7807 | 36329.9477 | 9830.8911 | 73.7651 | 72.6313 | 72.2209 | 73.7651 | 0 | 0.49412 | 0.50588 | 0.50588 | 0.78683 | 0.21292 | 1 | 0 | 0.9296 | 1 | 0.95834 | 0.85984 | 1 | 0.93839 | 27122.5244 | 155319.5607 | 24892427561.471 | 8712349646.5149 | 21023965.44 | 24718116.0665 | 4449.2609 | 1.0538 | 1.0972 | 0.023116 | 0.83549 | 0.78802 | 0.8888 | 1.1662
0.5 | 1 | 1650 | 47615.365 | 24211.5585 | 23403.8065 | 37465.2586 | 10138.1064 | 76.0703 | 74.901 | 74.4778 | 76.0703 | 0 | 0.50848 | 0.49152 | 0.49152 | 0.78683 | 0.21292 | 1 | 0 | 0.93567 | 1 | 0.96505 | 0.86166 | 1 | 0.94496 | 25723.206 | 155626.776 | 25665811896.3512 | 8983034163.7229 | 21680964.36 | 25490557.1936 | 4588.3003 | 1.0867 | 1.1315 | 0.023116 | 0.84125 | 0.78958 | 0.89056 | 1.1662
0.5 | 1 | 1700 | 49057.8912 | 25608.059 | 23449.8322 | 38600.5694 | 10445.3218 | 78.3754 | 77.1707 | 76.7347 | 78.3754 | 0 | 0.522 | 0.478 | 0.478 | 0.78684 | 0.21292 | 1 | 0 | 0.94173 | 1 | 0.97177 | 0.86347 | 1 | 0.95154 | 24323.8876 | 155933.9914 | 26439196231.2313 | 9253718680.931 | 22337963.28 | 26262998.3207 | 4727.3397 | 1.1196 | 1.1658 | 0.023116 | 0.847 | 0.79114 | 0.89231 | 1.1663
0.5 | 1 | 1750 | 50500.4174 | 27004.5595 | 23495.8579 | 39735.8803 | 10752.5371 | 80.6806 | 79.4405 | 78.9916 | 80.6806 | 0 | 0.53474 | 0.46526 | 0.46526 | 0.78684 | 0.21292 | 1 | 0 | 0.9478 | 1 | 0.97848 | 0.86529 | 1 | 0.95811 | 22924.5691 | 156241.2067 | 27212580566.1115 | 9524403198.139 | 22994962.2 | 27035439.4477 | 4866.3791 | 1.1526 | 1.2001 | 0.023116 | 0.85276 | 0.7927 | 0.89406 | 1.1663
0.5 | 1 | 1800 | 51942.9436 | 28401.06 | 23541.8836 | 40871.1912 | 11059.7525 | 82.9858 | 81.7102 | 81.2485 | 82.9858 | 0 | 0.54677 | 0.45323 | 0.45323 | 0.78685 | 0.21292 | 1 | 0 | 0.95386 | 1 | 0.98 | 0.86711 | 1 | 0.96468 | 21525.2507 | 156548.4221 | 27985963789.69 | 9795087326.3915 | 23651961.12 | 27807880.5748 | 5005.4185 | 1.1855 | 1.2344 | 0.023116 | 0.8585 | 0.79426 | 0.89581 | 1.1663
0.5 | 1 | 1850 | 53385.4698 | 29797.5605 | 23587.9093 | 42006.502 | 11366.9678 | 85.2909 | 83.9799 | 83.5054 | 85.2909 | 0 | 0.55816 | 0.44184 | 0.44184 | 0.78685 | 0.21292 | 1 | 0 | 0.95993 | 1 | 0.98 | 0.86893 | 1 | 0.97126 | 20115.1782 | 156855.6374 | 28759344113.1651 | 10065770439.6078 | 24308960.04 | 28580321.7019 | 5144.4579 | 1.2184 | 1.2687 | 0.023116 | 0.86422 | 0.79582 | 0.89756 | 1.1663
0.5 | 1 | 1900 | 54827.996 | 31194.061 | 23633.9351 | 43141.8129 | 11674.1831 | 87.5961 | 86.2497 | 85.7623 | 87.5961 | 0 | 0.56894 | 0.43106 | 0.43106 | 0.78686 | 0.21292 | 1 | 0 | 0.966 | 1 | 0.98 | 0.87075 | 1 | 0.97783 | 18679.7393 | 157162.8527 | 29532716638.0456 | 10336450823.316 | 24965958.96 | 29352762.829 | 5283.4973 | 1.2514 | 1.3029 | 0.023116 | 0.86985 | 0.79738 | 0.89931 | 1.1663
0.5 | 1 | 1950 | 56270.5223 | 32590.5615 | 23679.9608 | 44277.1238 | 11981.3985 | 89.9013 | 88.5194 | 88.0192 | 89.9013 | 0 | 0.57918 | 0.42082 | 0.42082 | 0.78686 | 0.21292 | 1 | 0 | 0.97206 | 1 | 0.98 | 0.87257 | 1 | 0.98441 | 17244.3005 | 157470.0681 | 30306076773.0984 | 10607126870.5844 | 25622957.88 | 30125203.9561 | 5422.5367 | 1.2843 | 1.3372 | 0.023116 | 0.87535 | 0.79893 | 0.90106 | 1.1663
0.5 | 1 | 2000 | 57713.0485 | 33987.062 | 23725.9865 | 45412.4346 | 12288.6138 | 92.2064 | 90.7891 | 90.2761 | 92.2064 | 0 | 0.5889 | 0.4111 | 0.4111 | 0.78687 | 0.21293 | 1 | 0 | 0.97813 | 1 | 0.98 | 0.87438 | 1 | 0.99098 | 15808.8617 | 157777.2834 | 31079413336.2514 | 10877794667.688 | 26279956.8 | 30897645.0831 | 5561.5761 | 1.3172 | 1.3715 | 0.023116 | 0.88061 | 0.80049 | 0.90282 | 1.1663
0.75 | 0 | 0 | 0 | 0 | 0 | 0 | 0 | 0 | 0 | 0 | 0 | 0 | 0 | 0 | 0 | 0 | 0 | 1 | 0 | 0.75111 | 0 | 0.75237 | 0.79812 | 1 | 0.75507 | 62646.7715 | 144720.6875 | 142721582.0118 | 49952553.7041 | 0 | 0 | 0 | 0 | 0 | 0 | 0.6583 | 0.73425 | 0.79503
0.75 | 0 | 50 | 1450.2457 | 435.0737 | 1015.172 | 1131.942 | 306.3037 | 13.7634 | 2.259 | 13.7634 | 2.2972 | 0 | 0.3 | 0.7 | 0.7 | 0.78052 | 0.21121 | 1 | 0 | 0.75692 | 0 | 0.75878 | 0.79981 | 1 | 0.7615 | 62237.429 | 145026.9912 | 913817154.0154 | 319836003.9054 | 656998.92 | 770149.0231 | 308.0596 | 0.19662 | 0.03417 | 0.023116 | 0.66423 | 0.7358 | 0.7967 | 6.928
0.75 | 0 | 100 | 2888.4915 | 866.5474 | 2021.944 | 2263.884 | 612.6075 | 15.5269 | 4.5181 | 15.5269 | 4.5945 | 0 | 0.3 | 0.7 | 0.7 | 0.78376 | 0.21209 | 1 | 0 | 0.76274 | 0 | 0.76518 | 0.80151 | 1 | 0.76793 | 61842.2265 | 145333.295 | 1684905511.9569 | 589716929.1849 | 1313997.84 | 1540298.0463 | 616.1192 | 0.22181 | 0.06834 | 0.023116 | 0.67011 | 0.73736 | 0.79838 | 3.9241
0.75 | 0 | 150 | 4326.7372 | 1298.0212 | 3028.716 | 3395.826 | 918.9112 | 17.2903 | 6.7771 | 17.2903 | 6.8917 | 0 | 0.3 | 0.7 | 0.7 | 0.78485 | 0.21238 | 1 | 0 | 0.76856 | 0 | 0.77187 | 0.80321 | 1 | 0.77464 | 61447.024 | 145639.5987 | 2455993869.8984 | 859597854.4645 | 1970996.76 | 2310447.0694 | 924.1788 | 0.247 | 0.10251 | 0.023116 | 0.67599 | 0.73891 | 0.80006 | 2.9172
0.75 | 0 | 200 | 5764.9829 | 1729.4949 | 4035.488 | 4527.768 | 1225.2149 | 19.0538 | 9.0362 | 19.0538 | 9.189 | 0 | 0.3 | 0.7 | 0.7 | 0.78539 | 0.21253 | 1 | 0 | 0.77451 | 0 | 0.77873 | 0.80491 | 1 | 0.78153 | 61044.6938 | 145945.9024 | 3227082227.8399 | 1129478779.744 | 2627995.68 | 3080596.0926 | 1232.2384 | 0.2722 | 0.13668 | 0.023116 | 0.68187 | 0.74047 | 0.80173 | 2.4127
0.75 | 0 | 250 | 7203.2287 | 2160.9686 | 5042.2601 | 5659.71 | 1531.5187 | 20.8172 | 11.2952 | 20.8172 | 11.4862 | 0 | 0.3 | 0.7 | 0.7 | 0.78572 | 0.21262 | 1 | 0 | 0.78072 | 0 | 0.78559 | 0.8066 | 1 | 0.78841 | 60639.4349 | 146252.2062 | 3998170585.7815 | 1399359705.0235 | 3284994.6 | 3850745.1157 | 1540.298 | 0.29739 | 0.17085 | 0.023116 | 0.68775 | 0.74202 | 0.80341 | 2.1097
0.75 | 0 | 300 | 8641.4744 | 2592.4423 | 6049.0321 | 6791.652 | 1837.8224 | 22.5807 | 13.5543 | 22.5807 | 13.7835 | 0 | 0.3 | 0.7 | 0.7 | 0.78594 | 0.21267 | 1 | 0 | 0.78692 | 0 | 0.79244 | 0.8083 | 1 | 0.79529 | 60234.1759 | 146558.5099 | 4769258943.723 | 1669240630.303 | 3941993.52 | 4620894.1389 | 1848.3577 | 0.32258 | 0.20502 | 0.023116 | 0.69363 | 0.74357 | 0.80509 | 1.9075
0.75 | 0 | 350 | 10079.7201 | 3023.916 | 7055.8041 | 7923.594 | 2144.1261 | 24.3441 | 15.8133 | 24.3441 | 16.0807 | 0 | 0.3 | 0.7 | 0.7 | 0.78609 | 0.21272 | 1 | 0 | 0.79313 | 0 | 0.7993 | 0.81 | 1 | 0.80217 | 59828.917 | 146864.8136 | 5540347301.6645 | 1939121555.5826 | 4598992.44 | 5391043.162 | 2156.4173 | 0.34777 | 0.23919 | 0.023116 | 0.69951 | 0.74513 | 0.80676 | 1.7631
0.75 | 0 | 400 | 11517.9658 | 3455.3898 | 8062.5761 | 9055.536 | 2450.4298 | 26.1076 | 18.0724 | 26.1076 | 18.378 | 0 | 0.3 | 0.7 | 0.7 | 0.78621 | 0.21275 | 1 | 0 | 0.79934 | 0 | 0.80616 | 0.8117 | 1 | 0.80905 | 59421.6822 | 147171.1173 | 6311435659.606 | 2209002480.8621 | 5255991.36 | 6161192.1852 | 2464.4769 | 0.37297 | 0.27336 | 0.023116 | 0.70539 | 0.74668 | 0.80844 | 1.6547
0.75 | 0 | 450 | 12956.2116 | 3886.8635 | 9069.3481 | 10187.478 | 2756.7336 | 27.871 | 20.3314 | 27.871 | 20.6752 | 0 | 0.3 | 0.7 | 0.7 | 0.7863 | 0.21277 | 1 | 0 | 0.80555 | 0 | 0.81301 | 0.81339 | 1 | 0.81593 | 59011.293 | 147477.4211 | 7082524017.5475 | 2478883406.1416 | 5912990.28 | 6931341.2083 | 2772.5365 | 0.39816 | 0.30753 | 0.023116 | 0.71128 | 0.74824 | 0.81012 | 1.5704
0.75 | 0 | 500 | 14394.4573 | 4318.3372 | 10076.1201 | 11319.42 | 3063.0373 | 29.6345 | 22.5905 | 29.6345 | 22.9724 | 0 | 0.3 | 0.7 | 0.7 | 0.78637 | 0.21279 | 1 | 0 | 0.81176 | 0 | 0.81987 | 0.81509 | 1 | 0.82281 | 58569.3532 | 147783.7248 | 7853612375.489 | 2748764331.4212 | 6569989.2 | 7701490.2315 | 3080.5961 | 0.42335 | 0.3417 | 0.023116 | 0.71716 | 0.74979 | 0.81179 | 1.5029
0.75 | 0 | 550 | 15832.703 | 4749.8109 | 11082.8921 | 12451.362 | 3369.341 | 31.3979 | 24.8495 | 31.3979 | 25.2697 | 0 | 0.3 | 0.7 | 0.7 | 0.78643 | 0.21281 | 1 | 0 | 0.81797 | 0 | 0.82673 | 0.81686 | 1 | 0.8297 | 58123.4345 | 148090.0285 | 8624700733.4306 | 3018645256.7007 | 7226988.12 | 8471639.2546 | 3388.6557 | 0.44854 | 0.37587 | 0.023116 | 0.72304 | 0.75134 | 0.81347 | 1.4477
0.75 | 0 | 600 | 17270.9488 | 5181.2846 | 12089.6641 | 13583.304 | 3675.6448 | 33.1614 | 27.1086 | 33.1614 | 27.5669 | 0 | 0.3 | 0.7 | 0.7 | 0.78648 | 0.21282 | 1 | 0 | 0.82418 | 0 | 0.83358 | 0.81867 | 1 | 0.83658 | 57677.5158 | 148396.3323 | 9395789091.3721 | 3288526181.9802 | 7883987.04 | 9241788.2777 | 3696.7153 | 0.47373 | 0.41004 | 0.023116 | 0.72892 | 0.7529 | 0.81514 | 1.4016
0.75 | 0 | 650 | 18709.1945 | 5612.7583 | 13096.4361 | 14715.246 | 3981.9485 | 34.9248 | 29.3676 | 34.9248 | 29.8642 | 0 | 0.3 | 0.7 | 0.7 | 0.78652 | 0.21283 | 1 | 0 | 0.83039 | 0 | 0.84044 | 0.82048 | 1 | 0.84346 | 57231.597 | 148702.636 | 10166877449.3136 | 3558407107.2598 | 8540985.96 | 10011937.3009 | 4004.7749 | 0.49893 | 0.44421 | 0.023116 | 0.7348 | 0.75445 | 0.81682 | 1.3627
0.75 | 0 | 700 | 20147.4402 | 6044.2321 | 14103.2082 | 15847.188 | 4288.2522 | 36.6882 | 31.6267 | 36.6882 | 32.1614 | 0 | 0.3 | 0.7 | 0.7 | 0.78656 | 0.21284 | 1 | 0 | 0.83659 | 0 | 0.8473 | 0.82229 | 1 | 0.85034 | 56785.6783 | 149008.9397 | 10937965807.2551 | 3828288032.5393 | 9197984.88 | 10782086.324 | 4312.8345 | 0.52412 | 0.47838 | 0.023116 | 0.74068 | 0.75601 | 0.8185 | 1.3293
0.75 | 0 | 750 | 21585.686 | 6475.7058 | 15109.9802 | 16979.13 | 4594.556 | 38.4517 | 33.8857 | 38.4517 | 34.4587 | 0 | 0.3 | 0.7 | 0.7 | 0.78659 | 0.21285 | 1 | 0 | 0.8428 | 0 | 0.85415 | 0.8241 | 1 | 0.85722 | 56339.7595 | 149315.2435 | 11709054165.1966 | 4098168957.8188 | 9854983.8 | 11552235.3472 | 4620.8941 | 0.54931 | 0.51255 | 0.023116 | 0.74656 | 0.75756 | 0.82017 | 1.3004
0.75 | 0 | 800 | 23023.9317 | 6907.1795 | 16116.7522 | 18111.072 | 4900.8597 | 40.2151 | 36.1448 | 40.2151 | 36.7559 | 0 | 0.3 | 0.7 | 0.7 | 0.78662 | 0.21286 | 1 | 0 | 0.84901 | 0 | 0.86101 | 0.82592 | 1 | 0.8641 | 55445.1732 | 149621.5472 | 12480142523.1381 | 4368049883.0984 | 10511982.72 | 12322384.3703 | 4928.9537 | 0.5745 | 0.54672 | 0.023116 | 0.75244 | 0.75911 | 0.82185 | 1.2751
0.75 | 0 | 850 | 24462.1774 | 7338.6532 | 17123.5242 | 19243.014 | 5207.1634 | 41.9786 | 38.4038 | 41.9786 | 39.0532 | 0 | 0.3 | 0.7 | 0.7 | 0.78664 | 0.21287 | 1 | 0 | 0.85522 | 0 | 0.86787 | 0.82773 | 1 | 0.87099 | 54160.7305 | 149927.8509 | 13251230881.0797 | 4637930808.3779 | 11168981.64 | 13092533.3935 | 5237.0134 | 0.59969 | 0.58089 | 0.023116 | 0.75832 | 0.76067 | 0.82353 | 1.2527
0.75 | 0 | 900 | 25900.4231 | 7770.1269 | 18130.2962 | 20374.956 | 5513.4671 | 43.742 | 40.6629 | 43.742 | 41.3504 | 0 | 0.3 | 0.7 | 0.7 | 0.78666 | 0.21287 | 1 | 0 | 0.86143 | 0 | 0.87473 | 0.82954 | 1 | 0.87787 | 52872.055 | 150234.1546 | 14022319239.0212 | 4907811733.6574 | 11825980.56 | 13862682.4166 | 5545.073 | 0.62489 | 0.61506 | 0.023116 | 0.7642 | 0.76222 | 0.8252 | 1.2329
0.75 | 0 | 950 | 27338.6689 | 8201.6007 | 19137.0682 | 21506.898 | 5819.7709 | 45.5055 | 42.9219 | 45.5055 | 43.6476 | 0 | 0.3 | 0.7 | 0.7 | 0.78668 | 0.21288 | 1 | 0 | 0.86764 | 0 | 0.88158 | 0.83135 | 1 | 0.88475 | 51577.2859 | 150540.4584 | 14793407596.9627 | 5177692658.9369 | 12482979.48 | 14632831.4398 | 5853.1326 | 0.65008 | 0.64923 | 0.023116 | 0.77008 | 0.76378 | 0.82688 | 1.2151
0.75 | 0 | 1000 | 28776.9146 | 8633.0744 | 20143.8402 | 22638.84 | 6126.0746 | 47.2689 | 45.181 | 47.2689 | 45.9449 | 0 | 0.3 | 0.7 | 0.7 | 0.7867 | 0.21288 | 1 | 0 | 0.87385 | 0 | 0.88844 | 0.83316 | 1 | 0.89163 | 50261.3656 | 150846.7621 | 15564495954.9042 | 5447573584.2165 | 13139978.4 | 15402980.4629 | 6161.1922 | 0.67527 | 0.6834 | 0.023116 | 0.77596 | 0.76533 | 0.82855 | 1.1991
0.75 | 0 | 1050 | 30215.1603 | 9064.5481 | 21150.6122 | 23770.782 | 6432.3783 | 49.0324 | 47.44 | 49.0324 | 48.2421 | 0 | 0.3 | 0.7 | 0.7 | 0.78672 | 0.21289 | 1 | 0 | 0.88006 | 0 | 0.8953 | 0.83498 | 1 | 0.89851 | 48943.9487 | 151153.0658 | 16335584312.8457 | 5717454509.496 | 13796977.32 | 16173129.486 | 6469.2518 | 0.70046 | 0.71757 | 0.023116 | 0.78184 | 0.76689 | 0.83023 | 1.1846
0.75 | 0 | 1100 | 31653.4061 | 9497.1018 | 22156.3043 | 24902.724 | 6738.6821 | 50.7958 | 49.6991 | 50.7958 | 50.5394 | 0 | 0.30003 | 0.69997 | 0.69997 | 0.78673 | 0.21289 | 1 | 0 | 0.88626 | 0 | 0.90215 | 0.83679 | 1 | 0.90539 | 47626.5319 | 151459.3696 | 17106672670.7872 | 5987335434.7755 | 14453976.24 | 16943278.5092 | 6777.3114 | 0.72565 | 0.75174 | 0.023116 | 0.78772 | 0.76844 | 0.83191 | 1.1715
0.75 | 0 | 1150 | 33091.6518 | 10069.3642 | 23022.2876 | 26034.666 | 7044.9858 | 52.8366 | 51.9581 | 52.5593 | 52.8366 | 0 | 0.30429 | 0.69571 | 0.69571 | 0.78674 | 0.21289 | 1 | 0 | 0.89247 | 1 | 0.90901 | 0.8386 | 1 | 0.91227 | 46309.1151 | 151765.6733 | 17877761028.7288 | 6257216360.0551 | 15110975.16 | 17713427.5323 | 7085.371 | 0.75481 | 0.78591 | 0.023116 | 0.7936 | 0.76999 | 0.83358 | 1.1656
0.75 | 0 | 1200 | 34529.8975 | 10848.3986 | 23681.4989 | 27166.608 | 7351.2895 | 55.1339 | 54.2172 | 54.3227 | 55.1339 | 0 | 0.31417 | 0.68583 | 0.68583 | 0.78676 | 0.2129 | 1 | 0 | 0.89868 | 1 | 0.91587 | 0.84041 | 1 | 0.91916 | 44991.6983 | 152071.977 | 18648849386.6703 | 6527097285.3346 | 15767974.08 | 18483576.5555 | 7393.4306 | 0.78763 | 0.82008 | 0.023116 | 0.79948 | 0.77155 | 0.83526 | 1.1656
0.75 | 0 | 1250 | 35968.1433 | 11837.0084 | 24131.1349 | 28298.55 | 7657.5933 | 57.4311 | 56.4658 | 56.2979 | 57.4311 | 0 | 0.3291 | 0.6709 | 0.6709 | 0.78677 | 0.2129 | 1 | 0 | 0.90489 | 1 | 0.92272 | 0.84222 | 1 | 0.92604 | 43674.2815 | 152378.2808 | 19419937744.6118 | 6796978210.6141 | 16424973 | 19253725.5786 | 7701.4902 | 0.82044 | 0.85425 | 0.023116 | 0.80536 | 0.7731 | 0.83694 | 1.1656
0.75 | 0 | 1300 | 37406.389 | 13037.0358 | 24369.3531 | 29430.492 | 7963.897 | 59.7284 | 58.7245 | 58.5498 | 59.7284 | 0 | 0.34852 | 0.65148 | 0.65148 | 0.78678 | 0.2129 | 1 | 0 | 0.9111 | 1 | 0.92958 | 0.84404 | 1 | 0.93292 | 42356.8646 | 152684.5845 | 20191026102.5533 | 7066859135.8937 | 17081971.92 | 20023874.6018 | 8009.5498 | 0.85326 | 0.88842 | 0.023116 | 0.81124 | 0.77466 | 0.83861 | 1.1656
0.75 | 0 | 1350 | 38844.6347 | 14360.1168 | 24484.5179 | 30562.434 | 8270.2007 | 62.0256 | 60.9831 | 60.8017 | 62.0256 | 0 | 0.36968 | 0.63032 | 0.63032 | 0.78679 | 0.2129 | 1 | 0 | 0.91731 | 1 | 0.93644 | 0.84585 | 1 | 0.9398 | 41039.4478 | 152990.8882 | 20962114460.4948 | 7336740061.1732 | 17738970.84 | 20794023.6249 | 8317.6094 | 0.88608 | 0.92259 | 0.023116 | 0.81712 | 0.77621 | 0.84029 | 1.1656
0.75 | 0 | 1400 | 40282.8804 | 15734.5775 | 24548.3029 | 31694.376 | 8576.5044 | 64.3228 | 63.2417 | 63.0536 | 64.3228 | 0 | 0.3906 | 0.6094 | 0.6094 | 0.7868 | 0.21291 | 1 | 0 | 0.92352 | 1 | 0.94329 | 0.84766 | 1 | 0.94668 | 39722.031 | 153297.1919 | 21733202818.4363 | 7606620986.4527 | 18395969.76 | 21564172.6481 | 8625.6691 | 0.9189 | 0.95676 | 0.023116 | 0.823 | 0.77776 | 0.84196 | 1.1656
0.75 | 0 | 1450 | 41721.1262 | 17116.9185 | 24604.2076 | 32826.318 | 8882.8082 | 66.6201 | 65.5004 | 65.3055 | 66.6201 | 0 | 0.41027 | 0.58973 | 0.58973 | 0.7868 | 0.21291 | 1 | 0 | 0.92973 | 1 | 0.95015 | 0.84947 | 1 | 0.95356 | 38403.6216 | 153603.4957 | 22504291176.3779 | 7876501911.7323 | 19052968.68 | 22334321.6712 | 8933.7287 | 0.95172 | 0.99093 | 0.023116 | 0.82888 | 0.77932 | 0.84364 | 1.1657
0.75 | 0 | 1500 | 43159.3719 | 18498.9788 | 24660.3931 | 33958.26 | 9189.1119 | 68.9173 | 67.759 | 67.5574 | 68.9173 | 0 | 0.42862 | 0.57138 | 0.57138 | 0.78681 | 0.21291 | 1 | 0 | 0.93594 | 1 | 0.95701 | 0.85128 | 1 | 0.96045 | 37081.4827 | 153909.7994 | 23275379534.3194 | 8146382837.0118 | 19709967.6 | 23104470.6944 | 9241.7883 | 0.98453 | 1.0251 | 0.023116 | 0.83476 | 0.78087 | 0.84532 | 1.1657
0.75 | 0 | 1550 | 44597.6176 | 19881.0391 | 24716.5785 | 35090.202 | 9495.4156 | 71.2146 | 70.0176 | 69.8093 | 71.2146 | 0 | 0.44579 | 0.55421 | 0.55421 | 0.78682 | 0.21291 | 1 | 0 | 0.94214 | 1 | 0.96387 | 0.8531 | 1 | 0.96733 | 35746.6083 | 154216.1031 | 24046467892.2609 | 8416263762.2913 | 20366966.52 | 23874619.7175 | 9549.8479 | 1.0174 | 1.0593 | 0.023116 | 0.84064 | 0.78243 | 0.84699 | 1.1657
0.75 | 0 | 1600 | 46035.8634 | 21263.0994 | 24772.764 | 36222.144 | 9801.7194 | 73.5118 | 72.2763 | 72.0612 | 73.5118 | 0 | 0.46188 | 0.53812 | 0.53812 | 0.78682 | 0.21291 | 1 | 0 | 0.94835 | 1 | 0.97072 | 0.85491 | 1 | 0.97421 | 34379.1398 | 154522.4069 | 24817556250.2024 | 8686144687.5708 | 21023965.44 | 24644768.7406 | 9857.9075 | 1.0502 | 1.0934 | 0.023116 | 0.84652 | 0.78398 | 0.84867 | 1.1657
0.75 | 0 | 1650 | 47474.1091 | 22647.893 | 24826.216 | 37354.086 | 10108.0231 | 75.8091 | 74.5349 | 74.3132 | 75.8091 | 0 | 0.47706 | 0.52294 | 0.52294 | 0.78683 | 0.21292 | 1 | 0 | 0.95456 | 1 | 0.97758 | 0.85672 | 1 | 0.98109 | 33011.6714 | 154828.7106 | 25588644608.1439 | 8956025612.8504 | 21680964.36 | 25414917.7638 | 10165.9671 | 1.083 | 1.1276 | 0.023116 | 0.8524 | 0.78553 | 0.85035 | 1.1657
0.75 | 0 | 1700 | 48912.3548 | 24034.8846 | 24877.4702 | 38486.028 | 10414.3268 | 78.1063 | 76.7935 | 76.5651 | 78.1063 | 0 | 0.49139 | 0.50861 | 0.50861 | 0.78684 | 0.21292 | 1 | 0 | 0.96077 | 1 | 0.98 | 0.85853 | 1 | 0.98797 | 31644.203 | 155135.0143 | 26359731932.1978 | 9225906176.2692 | 22337963.28 | 26185066.7869 | 10474.0267 | 1.1158 | 1.1618 | 0.023116 | 0.85827 | 0.78709 | 0.85202 | 1.1657
0.75 | 0 | 1750 | 50350.6006 | 25422.5918 | 24928.0087 | 39617.97 | 10720.6306 | 80.4036 | 79.0522 | 78.817 | 80.4036 | 0 | 0.50491 | 0.49509 | 0.49509 | 0.78684 | 0.21292 | 1 | 0 | 0.96698 | 1 | 0.98 | 0.86034 | 1 | 0.99485 | 30276.7345 | 155441.3181 | 27130816448.1098 | 9495785756.8384 | 22994962.2 | 26955215.8101 | 10782.0863 | 1.1486 | 1.196 | 0.023116 | 0.86411 | 0.78864 | 0.8537 | 1.1657
0.75 | 0 | 1800 | 51788.8463 | 26811.8896 | 24976.9567 | 40749.912 | 11026.9343 | 82.7008 | 81.3108 | 81.0689 | 82.7008 | 0 | 0.51772 | 0.48228 | 0.48228 | 0.78685 | 0.21292 | 1 | 0 | 0.97319 | 1 | 0.98 | 0.86216 | 1 | 1 | 28896.1459 | 155747.6218 | 27901897873.561 | 9765664255.7464 | 23651961.12 | 27725364.8332 | 11090.1459 | 1.1814 | 1.2301 | 0.023116 | 0.86992 | 0.7902 | 0.85538 | 1.1657
0.75 | 0 | 1850 | 53227.092 | 28201.1873 | 25025.9047 | 41881.854 | 11333.238 | 84.998 | 83.5694 | 83.3208 | 84.998 | 0 | 0.52983 | 0.47017 | 0.47017 | 0.78685 | 0.21292 | 1 | 0 | 0.9794 | 1 | 0.98 | 0.86397 | 1 | 1 | 27511.8712 | 156053.9255 | 28672968476.176 | 10035538966.6616 | 24308960.04 | 28495513.8564 | 11398.2055 | 1.2143 | 1.2643 | 0.023116 | 0.87561 | 0.79175 | 0.85705 | 1.1657
0.75 | 0 | 1900 | 54665.3377 | 29590.4851 | 25074.8526 | 43013.796 | 11639.5417 | 87.2953 | 85.8281 | 85.5727 | 87.2953 | 0 | 0.5413 | 0.4587 | 0.4587 | 0.78686 | 0.21292 | 1 | 0 | 0.98561 | 1 | 0.98 | 0.86578 | 1 | 1 | 26135.6131 | 156360.2292 | 29444024191.3416 | 10305408466.9696 | 24965958.96 | 29265662.8795 | 11706.2652 | 1.2471 | 1.2985 | 0.023116 | 0.88114 | 0.7933 | 0.85873 | 1.1657
0.75 | 0 | 1950 | 56103.5835 | 30979.7828 | 25123.8006 | 44145.738 | 11945.8455 | 89.5925 | 88.0867 | 87.8246 | 89.5925 | 0 | 0.55219 | 0.44781 | 0.44781 | 0.78686 | 0.21292 | 1 | 0 | 0.99181 | 1 | 0.98 | 0.86759 | 1 | 1 | 24780.7218 | 156666.533 | 30215051242.5117 | 10575267934.8791 | 25622957.88 | 30035811.9027 | 12014.3248 | 1.2799 | 1.3326 | 0.023116 | 0.88637 | 0.79486 | 0.8604 | 1.1657
0.75 | 0 | 2000 | 57541.8292 | 32369.0806 | 25172.7486 | 45277.68 | 12252.1492 | 91.8898 | 90.3453 | 90.0766 | 91.8898 | 0 | 0.56253 | 0.43747 | 0.43747 | 0.78687 | 0.21293 | 1 | 0 | 0.99802 | 1 | 0.98 | 0.8694 | 1 | 1 | 23455.3073 | 156972.8367 | 30986056664.6117 | 10845119832.6141 | 26279956.8 | 30805960.9258 | 12322.3844 | 1.3127 | 1.3668 | 0.023116 | 0.89136 | 0.79641 | 0.86208 | 1.1658
0.75 | 0.25 | 0 | 0 | 0 | 0 | 0 | 0 | 0 | 0 | 0 | 0 | 0 | 0 | 0 | 0 | 0 | 0 | 1 | 0 | 0.74607 | 0 | 0.74897 | 0.79812 | 1 | 0.74691 | 62543.0969 | 144720.6875 | 142848469.3376 | 49996964.2682 | 0 | 0 | 0 | 0 | 0 | 0 | 0.6554 | 0.73425 | 0.80272
0.75 | 0.25 | 50 | 1450.2457 | 435.0737 | 1015.172 | 1131.942 | 306.3037 | 13.7634 | 2.259 | 13.7634 | 2.2972 | 0 | 0.3 | 0.7 | 0.7 | 0.78052 | 0.21121 | 1 | 0 | 0.75184 | 0 | 0.75534 | 0.79981 | 1 | 0.75326 | 62133.538 | 145026.9912 | 913944309.9217 | 319880508.4726 | 656998.92 | 770149.0231 | 265.7014 | 0.19662 | 0.03417 | 0.023116 | 0.6613 | 0.7358 | 0.80441 | 6.928
0.75 | 0.25 | 100 | 2888.4915 | 866.5474 | 2021.944 | 2263.884 | 612.6075 | 15.5269 | 4.5181 | 15.5269 | 4.5945 | 0 | 0.3 | 0.7 | 0.7 | 0.78376 | 0.21209 | 1 | 0 | 0.75762 | 0 | 0.76171 | 0.80151 | 1 | 0.75961 | 61738.119 | 145333.295 | 1685032936.4437 | 589761527.7553 | 1313997.84 | 1540298.0463 | 531.4028 | 0.22181 | 0.06834 | 0.023116 | 0.66714 | 0.73736 | 0.80611 | 3.9241
0.75 | 0.25 | 150 | 4326.7372 | 1298.0212 | 3028.716 | 3395.826 | 918.9112 | 17.2903 | 6.7771 | 17.2903 | 6.8917 | 0 | 0.3 | 0.7 | 0.7 | 0.78485 | 0.21238 | 1 | 0 | 0.7634 | 0 | 0.76834 | 0.80321 | 1 | 0.76623 | 61342.7 | 145639.5987 | 2456121562.9657 | 859642547.038 | 1970996.76 | 2310447.0694 | 797.1042 | 0.247 | 0.10251 | 0.023116 | 0.67299 | 0.73891 | 0.8078 | 2.9172
0.75 | 0.25 | 200 | 5764.9829 | 1729.4949 | 4035.488 | 4527.768 | 1225.2149 | 19.0538 | 9.0362 | 19.0538 | 9.189 | 0 | 0.3 | 0.7 | 0.7 | 0.78539 | 0.21253 | 1 | 0 | 0.76931 | 0 | 0.77516 | 0.80491 | 1 | 0.77303 | 60937.6795 | 145945.9024 | 3227210189.4877 | 1129523566.3207 | 2627995.68 | 3080596.0926 | 1062.8057 | 0.2722 | 0.13668 | 0.023116 | 0.67883 | 0.74047 | 0.80949 | 2.4127
0.75 | 0.25 | 250 | 7203.2287 | 2160.9686 | 5042.2601 | 5659.71 | 1531.5187 | 20.8172 | 11.2952 | 20.8172 | 11.4862 | 0 | 0.3 | 0.7 | 0.7 | 0.78572 | 0.21262 | 1 | 0 | 0.77548 | 0 | 0.78197 | 0.8066 | 1 | 0.77982 | 60532.1987 | 146252.2062 | 3998298816.0098 | 1399404585.6034 | 3284994.6 | 3850745.1157 | 1328.5071 | 0.29739 | 0.17085 | 0.023116 | 0.68467 | 0.74202 | 0.81118 | 2.1097
0.75 | 0.25 | 300 | 8641.4744 | 2592.4423 | 6049.0321 | 6791.652 | 1837.8224 | 22.5807 | 13.5543 | 22.5807 | 13.7835 | 0 | 0.3 | 0.7 | 0.7 | 0.78594 | 0.21267 | 1 | 0 | 0.78164 | 0 | 0.78879 | 0.8083 | 1 | 0.78662 | 60126.7178 | 146558.5099 | 4769387442.5318 | 1669285604.8861 | 3941993.52 | 4620894.1389 | 1594.2085 | 0.32258 | 0.20502 | 0.023116 | 0.69052 | 0.74357 | 0.81288 | 1.9075
0.75 | 0.25 | 350 | 10079.7201 | 3023.916 | 7055.8041 | 7923.594 | 2144.1261 | 24.3441 | 15.8133 | 24.3441 | 16.0807 | 0 | 0.3 | 0.7 | 0.7 | 0.78609 | 0.21272 | 1 | 0 | 0.78781 | 0 | 0.7956 | 0.81 | 1 | 0.79341 | 59721.237 | 146864.8136 | 5540476069.0538 | 1939166624.1688 | 4598992.44 | 5391043.162 | 1859.9099 | 0.34777 | 0.23919 | 0.023116 | 0.69636 | 0.74513 | 0.81457 | 1.7631
0.75 | 0.25 | 400 | 11517.9658 | 3455.3898 | 8062.5761 | 9055.536 | 2450.4298 | 26.1076 | 18.0724 | 26.1076 | 18.378 | 0 | 0.3 | 0.7 | 0.7 | 0.78621 | 0.21275 | 1 | 0 | 0.79398 | 0 | 0.80242 | 0.8117 | 1 | 0.80021 | 59312.5333 | 147171.1173 | 6311564695.5758 | 2209047643.4515 | 5255991.36 | 6161192.1852 | 2125.6113 | 0.37297 | 0.27336 | 0.023116 | 0.70221 | 0.74668 | 0.81626 | 1.6547
0.75 | 0.25 | 450 | 12956.2116 | 3886.8635 | 9069.3481 | 10187.478 | 2756.7336 | 27.871 | 20.3314 | 27.871 | 20.6752 | 0 | 0.3 | 0.7 | 0.7 | 0.7863 | 0.21277 | 1 | 0 | 0.80014 | 0 | 0.80923 | 0.81339 | 1 | 0.80701 | 58897.037 | 147477.4211 | 7082653322.0978 | 2478928662.7342 | 5912990.28 | 6931341.2083 | 2391.3127 | 0.39816 | 0.30753 | 0.023116 | 0.70805 | 0.74824 | 0.81795 | 1.5704
0.75 | 0.25 | 500 | 14394.4573 | 4318.3372 | 10076.1201 | 11319.42 | 3063.0373 | 29.6345 | 22.5905 | 29.6345 | 22.9724 | 0 | 0.3 | 0.7 | 0.7 | 0.78637 | 0.21279 | 1 | 0 | 0.80631 | 0 | 0.81605 | 0.81509 | 1 | 0.8138 | 58450.8739 | 147783.7248 | 7853741948.6199 | 2748809682.017 | 6569989.2 | 7701490.2315 | 2657.0141 | 0.42335 | 0.3417 | 0.023116 | 0.71389 | 0.74979 | 0.81965 | 1.5029
0.75 | 0.25 | 550 | 15832.703 | 4749.8109 | 11082.8921 | 12451.362 | 3369.341 | 31.3979 | 24.8495 | 31.3979 | 25.2697 | 0 | 0.3 | 0.7 | 0.7 | 0.78643 | 0.21281 | 1 | 0 | 0.81248 | 0 | 0.82286 | 0.81686 | 1 | 0.8206 | 58004.7109 | 148090.0285 | 8624830575.1419 | 3018690701.2997 | 7226988.12 | 8471639.2546 | 2922.7155 | 0.44854 | 0.37587 | 0.023116 | 0.71974 | 0.75134 | 0.82134 | 1.4477
0.75 | 0.25 | 600 | 17270.9488 | 5181.2846 | 12089.6641 | 13583.304 | 3675.6448 | 33.1614 | 27.1086 | 33.1614 | 27.5669 | 0 | 0.3 | 0.7 | 0.7 | 0.78648 | 0.21282 | 1 | 0 | 0.81865 | 0 | 0.82968 | 0.81867 | 1 | 0.82739 | 57558.5478 | 148396.3323 | 9395919201.6639 | 3288571720.5824 | 7883987.04 | 9241788.2777 | 3188.417 | 0.47373 | 0.41004 | 0.023116 | 0.72558 | 0.7529 | 0.82303 | 1.4016
0.75 | 0.25 | 650 | 18709.1945 | 5612.7583 | 13096.4361 | 14715.246 | 3981.9485 | 34.9248 | 29.3676 | 34.9248 | 29.8642 | 0 | 0.3 | 0.7 | 0.7 | 0.78652 | 0.21283 | 1 | 0 | 0.82481 | 0 | 0.83649 | 0.82048 | 1 | 0.83419 | 57112.3848 | 148702.636 | 10167007828.1859 | 3558452739.8651 | 8540985.96 | 10011937.3009 | 3454.1184 | 0.49893 | 0.44421 | 0.023116 | 0.73143 | 0.75445 | 0.82472 | 1.3627
0.75 | 0.25 | 700 | 20147.4402 | 6044.2321 | 14103.2082 | 15847.188 | 4288.2522 | 36.6882 | 31.6267 | 36.6882 | 32.1614 | 0 | 0.3 | 0.7 | 0.7 | 0.78656 | 0.21284 | 1 | 0 | 0.83098 | 0 | 0.8433 | 0.82229 | 1 | 0.84099 | 56666.2218 | 149008.9397 | 10938096454.7079 | 3828333759.1478 | 9197984.88 | 10782086.324 | 3719.8198 | 0.52412 | 0.47838 | 0.023116 | 0.73727 | 0.75601 | 0.82642 | 1.3293
0.75 | 0.25 | 750 | 21585.686 | 6475.7058 | 15109.9802 | 16979.13 | 4594.556 | 38.4517 | 33.8857 | 38.4517 | 34.4587 | 0 | 0.3 | 0.7 | 0.7 | 0.78659 | 0.21285 | 1 | 0 | 0.83715 | 0 | 0.85012 | 0.8241 | 1 | 0.84778 | 56220.0587 | 149315.2435 | 11709185081.23 | 4098214778.4305 | 9854983.8 | 11552235.3472 | 3985.5212 | 0.54931 | 0.51255 | 0.023116 | 0.74311 | 0.75756 | 0.82811 | 1.3004
0.75 | 0.25 | 800 | 23023.9317 | 6907.1795 | 16116.7522 | 18111.072 | 4900.8597 | 40.2151 | 36.1448 | 40.2151 | 36.7559 | 0 | 0.3 | 0.7 | 0.7 | 0.78662 | 0.21286 | 1 | 0 | 0.84331 | 0 | 0.85693 | 0.82592 | 1 | 0.85458 | 55099.6519 | 149621.5472 | 12480273707.752 | 4368095797.7132 | 10511982.72 | 12322384.3703 | 4251.2226 | 0.5745 | 0.54672 | 0.023116 | 0.74896 | 0.75911 | 0.8298 | 1.2751
0.75 | 0.25 | 850 | 24462.1774 | 7338.6532 | 17123.5242 | 19243.014 | 5207.1634 | 41.9786 | 38.4038 | 41.9786 | 39.0532 | 0 | 0.3 | 0.7 | 0.7 | 0.78664 | 0.21287 | 1 | 0 | 0.84948 | 0 | 0.86375 | 0.82773 | 1 | 0.86137 | 53814.5025 | 149927.8509 | 13251362334.274 | 4637976816.9959 | 11168981.64 | 13092533.3935 | 4516.924 | 0.59969 | 0.58089 | 0.023116 | 0.7548 | 0.76067 | 0.83149 | 1.2527
0.75 | 0.25 | 900 | 25900.4231 | 7770.1269 | 18130.2962 | 20374.956 | 5513.4671 | 43.742 | 40.6629 | 43.742 | 41.3504 | 0 | 0.3 | 0.7 | 0.7 | 0.78666 | 0.21287 | 1 | 0 | 0.85565 | 0 | 0.87056 | 0.82954 | 1 | 0.86817 | 52522.5472 | 150234.1546 | 14022450960.796 | 4907857836.2786 | 11825980.56 | 13862682.4166 | 4782.6254 | 0.62489 | 0.61506 | 0.023116 | 0.76065 | 0.76222 | 0.83319 | 1.2329
0.75 | 0.25 | 950 | 27338.6689 | 8201.6007 | 19137.0682 | 21506.898 | 5819.7709 | 45.5055 | 42.9219 | 45.5055 | 43.6476 | 0 | 0.3 | 0.7 | 0.7 | 0.78668 | 0.21288 | 1 | 0 | 0.86182 | 0 | 0.87738 | 0.83135 | 1 | 0.87497 | 51222.7341 | 150540.4584 | 14793539587.318 | 5177738855.5613 | 12482979.48 | 14632831.4398 | 5048.3268 | 0.65008 | 0.64923 | 0.023116 | 0.76649 | 0.76378 | 0.83488 | 1.2151
0.75 | 0.25 | 1000 | 28776.9146 | 8633.0744 | 20143.8402 | 22638.84 | 6126.0746 | 47.2689 | 45.181 | 47.2689 | 45.9449 | 0 | 0.3 | 0.7 | 0.7 | 0.7867 | 0.21288 | 1 | 0 | 0.86798 | 0 | 0.88419 | 0.83316 | 1 | 0.88176 | 49904.5925 | 150846.7621 | 15564628213.84 | 5447619874.844 | 13139978.4 | 15402980.4629 | 5314.0283 | 0.67527 | 0.6834 | 0.023116 | 0.77233 | 0.76533 | 0.83657 | 1.1991
0.75 | 0.25 | 1050 | 30215.1603 | 9064.5481 | 21150.6122 | 23770.782 | 6432.3783 | 49.0324 | 47.44 | 49.0324 | 48.2421 | 0 | 0.3 | 0.7 | 0.7 | 0.78672 | 0.21289 | 1 | 0 | 0.87415 | 0 | 0.89101 | 0.83498 | 1 | 0.88856 | 48586.4508 | 151153.0658 | 16335716840.3621 | 5717500894.1267 | 13796977.32 | 16173129.486 | 5579.7297 | 0.70046 | 0.71757 | 0.023116 | 0.77818 | 0.76689 | 0.83826 | 1.1846
0.75 | 0.25 | 1100 | 31653.4061 | 9515.0436 | 22138.3624 | 24902.724 | 6738.6821 | 50.7958 | 49.6991 | 50.7958 | 50.5394 | 0 | 0.3006 | 0.6994 | 0.6994 | 0.78673 | 0.21289 | 1 | 0 | 0.88032 | 0 | 0.89782 | 0.83679 | 1 | 0.89535 | 47268.3092 | 151459.3696 | 17106805466.8841 | 5987381913.4094 | 14453976.24 | 16943278.5092 | 5845.4311 | 0.72565 | 0.75174 | 0.023116 | 0.78402 | 0.76844 | 0.83996 | 1.1715
0.75 | 0.25 | 1150 | 33091.6518 | 10179.0796 | 22912.5722 | 26034.666 | 7044.9858 | 52.8366 | 51.9581 | 52.5593 | 52.8366 | 0 | 0.3076 | 0.6924 | 0.6924 | 0.78674 | 0.21289 | 1 | 0 | 0.88648 | 1 | 0.90464 | 0.8386 | 1 | 0.90215 | 45950.1676 | 151765.6733 | 17877894093.4061 | 6257262932.6921 | 15110975.16 | 17713427.5323 | 6111.1325 | 0.75481 | 0.78591 | 0.023116 | 0.78987 | 0.76999 | 0.84165 | 1.1656
0.75 | 0.25 | 1200 | 34529.8975 | 11035.1116 | 23494.7859 | 27166.608 | 7351.2895 | 55.1339 | 54.2172 | 54.3227 | 55.1339 | 0 | 0.31958 | 0.68042 | 0.68042 | 0.78676 | 0.2129 | 1 | 0 | 0.89265 | 1 | 0.91145 | 0.84041 | 1 | 0.90894 | 44632.0259 | 152071.977 | 18648982719.9281 | 6527143951.9748 | 15767974.08 | 18483576.5555 | 6376.8339 | 0.78763 | 0.82008 | 0.023116 | 0.79571 | 0.77155 | 0.84334 | 1.1656
0.75 | 0.25 | 1250 | 35968.1433 | 12110.0625 | 23858.0808 | 28298.55 | 7657.5933 | 57.4311 | 56.4658 | 56.2979 | 57.4311 | 0 | 0.33669 | 0.66331 | 0.66331 | 0.78677 | 0.2129 | 1 | 0 | 0.89882 | 1 | 0.91827 | 0.84222 | 1 | 0.91574 | 43313.8843 | 152378.2808 | 19420071346.4501 | 6797024971.2576 | 16424973 | 19253725.5786 | 6642.5353 | 0.82044 | 0.85425 | 0.023116 | 0.80155 | 0.7731 | 0.84503 | 1.1656
0.75 | 0.25 | 1300 | 37406.389 | 13380.7755 | 24025.6135 | 29430.492 | 7963.897 | 59.7284 | 58.7245 | 58.5498 | 59.7284 | 0 | 0.35771 | 0.64229 | 0.64229 | 0.78678 | 0.2129 | 1 | 0 | 0.90499 | 1 | 0.92508 | 0.84404 | 1 | 0.92254 | 41995.7427 | 152684.5845 | 20191159972.9722 | 7066905990.5403 | 17081971.92 | 20023874.6018 | 6908.2367 | 0.85326 | 0.88842 | 0.023116 | 0.8074 | 0.77466 | 0.84673 | 1.1656
0.75 | 0.25 | 1350 | 38844.6347 | 14730.2912 | 24114.3435 | 30562.434 | 8270.2007 | 62.0256 | 60.9831 | 60.8017 | 62.0256 | 0 | 0.37921 | 0.62079 | 0.62079 | 0.78679 | 0.2129 | 1 | 0 | 0.91115 | 1 | 0.93189 | 0.84585 | 1 | 0.92933 | 40677.6011 | 152990.8882 | 20962248599.4942 | 7336787009.823 | 17738970.84 | 20794023.6249 | 7173.9382 | 0.88608 | 0.92259 | 0.023116 | 0.81324 | 0.77621 | 0.84842 | 1.1656
0.75 | 0.25 | 1400 | 40282.8804 | 16111.5985 | 24171.282 | 31694.376 | 8576.5044 | 64.3228 | 63.2417 | 63.0536 | 64.3228 | 0 | 0.39996 | 0.60004 | 0.60004 | 0.7868 | 0.21291 | 1 | 0 | 0.91732 | 1 | 0.93871 | 0.84766 | 1 | 0.93613 | 39359.4594 | 153297.1919 | 21733337226.0162 | 7606668029.1057 | 18395969.76 | 21564172.6481 | 7439.6396 | 0.9189 | 0.95676 | 0.023116 | 0.81909 | 0.77776 | 0.85011 | 1.1656
0.75 | 0.25 | 1450 | 41721.1262 | 17494.4236 | 24226.7026 | 32826.318 | 8882.8082 | 66.6201 | 65.5004 | 65.3055 | 66.6201 | 0 | 0.41932 | 0.58068 | 0.58068 | 0.7868 | 0.21291 | 1 | 0 | 0.92349 | 1 | 0.94552 | 0.84947 | 1 | 0.94292 | 38039.2617 | 153603.4957 | 22504425852.5382 | 7876549048.3884 | 19052968.68 | 22334321.6712 | 7705.341 | 0.95172 | 0.99093 | 0.023116 | 0.82493 | 0.77932 | 0.8518 | 1.1657
0.75 | 0.25 | 1500 | 43159.3719 | 18877.2486 | 24282.1233 | 33958.26 | 9189.1119 | 68.9173 | 67.759 | 67.5574 | 68.9173 | 0 | 0.43738 | 0.56262 | 0.56262 | 0.78681 | 0.21291 | 1 | 0 | 0.92965 | 1 | 0.95234 | 0.85128 | 1 | 0.94972 | 36716.1553 | 153909.7994 | 23275514479.0602 | 8146430067.6711 | 19709967.6 | 23104470.6944 | 7971.0424 | 0.98453 | 1.0251 | 0.023116 | 0.83077 | 0.78087 | 0.85349 | 1.1657
0.75 | 0.25 | 1550 | 44597.6176 | 20260.0737 | 24337.5439 | 35090.202 | 9495.4156 | 71.2146 | 70.0176 | 69.8093 | 71.2146 | 0 | 0.45429 | 0.54571 | 0.54571 | 0.78682 | 0.21291 | 1 | 0 | 0.93582 | 1 | 0.95915 | 0.8531 | 1 | 0.95652 | 35368.669 | 154216.1031 | 24046603105.5823 | 8416311086.9538 | 20366966.52 | 23874619.7175 | 8236.7438 | 1.0174 | 1.0593 | 0.023116 | 0.83662 | 0.78243 | 0.85519 | 1.1657
0.75 | 0.25 | 1600 | 46035.8634 | 21644.7009 | 24391.1625 | 36222.144 | 9801.7194 | 73.5118 | 72.2763 | 72.0612 | 73.5118 | 0 | 0.47017 | 0.52983 | 0.52983 | 0.78682 | 0.21291 | 1 | 0 | 0.94199 | 1 | 0.96597 | 0.85491 | 1 | 0.96331 | 34000.4482 | 154522.4069 | 24817691732.1043 | 8686192106.2365 | 21023965.44 | 24644768.7406 | 8502.4452 | 1.0502 | 1.0934 | 0.023116 | 0.84246 | 0.78398 | 0.85688 | 1.1657
0.75 | 0.25 | 1650 | 47474.1091 | 23032.4573 | 24441.6518 | 37354.086 | 10108.0231 | 75.8091 | 74.5349 | 74.3132 | 75.8091 | 0 | 0.48516 | 0.51484 | 0.51484 | 0.78683 | 0.21292 | 1 | 0 | 0.94815 | 1 | 0.97278 | 0.85672 | 1 | 0.97011 | 32632.2275 | 154828.7106 | 25588780358.6263 | 8956073125.5192 | 21680964.36 | 25414917.7638 | 8768.1466 | 1.083 | 1.1276 | 0.023116 | 0.84831 | 0.78553 | 0.85857 | 1.1657
0.75 | 0.25 | 1700 | 48912.3548 | 24420.6232 | 24491.7317 | 38486.028 | 10414.3268 | 78.1063 | 76.7935 | 76.5651 | 78.1063 | 0 | 0.49927 | 0.50073 | 0.50073 | 0.78684 | 0.21292 | 1 | 0 | 0.95432 | 1 | 0.9796 | 0.85853 | 1 | 0.9769 | 31264.0067 | 155135.0143 | 26359868985.1483 | 9225954144.8019 | 22337963.28 | 26185066.7869 | 9033.848 | 1.1158 | 1.1618 | 0.023116 | 0.85415 | 0.78709 | 0.86026 | 1.1657
0.75 | 0.25 | 1750 | 50350.6006 | 25810.6857 | 24539.9148 | 39617.97 | 10720.6306 | 80.4036 | 79.0522 | 78.817 | 80.4036 | 0 | 0.51262 | 0.48738 | 0.48738 | 0.78684 | 0.21292 | 1 | 0 | 0.96049 | 1 | 0.98 | 0.86034 | 1 | 0.9837 | 29894.8973 | 155441.3181 | 27130955951.8364 | 9495834583.1427 | 22994962.2 | 26955215.8101 | 9299.5495 | 1.1486 | 1.196 | 0.023116 | 0.85998 | 0.78864 | 0.86196 | 1.1657
0.75 | 0.25 | 1800 | 51788.8463 | 27200.7483 | 24588.098 | 40749.912 | 11026.9343 | 82.7008 | 81.3108 | 81.0689 | 82.7008 | 0 | 0.52522 | 0.47478 | 0.47478 | 0.78685 | 0.21292 | 1 | 0 | 0.96666 | 1 | 0.98 | 0.86216 | 1 | 0.9905 | 28506.8455 | 155747.6218 | 27902039815.887 | 9765713935.5605 | 23651961.12 | 27725364.8332 | 9565.2509 | 1.1814 | 1.2301 | 0.023116 | 0.86577 | 0.7902 | 0.86365 | 1.1657
0.75 | 0.25 | 1850 | 53227.092 | 28590.8109 | 24636.2812 | 41881.854 | 11333.238 | 84.998 | 83.5694 | 83.3208 | 84.998 | 0 | 0.53715 | 0.46285 | 0.46285 | 0.78685 | 0.21292 | 1 | 0 | 0.97282 | 1 | 0.98 | 0.86397 | 1 | 0.99729 | 27114.3121 | 156053.9255 | 28673119548.1769 | 10035591841.8619 | 24308960.04 | 28495513.8564 | 9830.9523 | 1.2143 | 1.2643 | 0.023116 | 0.87152 | 0.79175 | 0.86534 | 1.1657
0.75 | 0.25 | 1900 | 54665.3377 | 29980.8734 | 24684.4643 | 43013.796 | 11639.5417 | 87.2953 | 85.8281 | 85.5727 | 87.2953 | 0 | 0.54844 | 0.45156 | 0.45156 | 0.78686 | 0.21292 | 1 | 0 | 0.97899 | 1 | 0.98 | 0.86578 | 1 | 1 | 25724.6137 | 156360.2292 | 29444186839.0944 | 10305465393.683 | 24965958.96 | 29265662.8795 | 10096.6537 | 1.2471 | 1.2985 | 0.023116 | 0.87714 | 0.7933 | 0.86703 | 1.1657
0.75 | 0.25 | 1950 | 56103.5835 | 31370.936 | 24732.6475 | 44145.738 | 11945.8455 | 89.5925 | 88.0867 | 87.8246 | 89.5925 | 0 | 0.55916 | 0.44084 | 0.44084 | 0.78686 | 0.21292 | 1 | 0 | 0.98516 | 1 | 0.98 | 0.86759 | 1 | 1 | 24342.1826 | 156666.533 | 30215235062.6991 | 10575332271.9447 | 25622957.88 | 30035811.9027 | 10362.3551 | 1.2799 | 1.3326 | 0.023116 | 0.88255 | 0.79486 | 0.86873 | 1.1657
0.75 | 0.25 | 2000 | 57541.8292 | 32760.9985 | 24780.8307 | 45277.68 | 12252.1492 | 91.8898 | 90.3453 | 90.0766 | 91.8898 | 0 | 0.56934 | 0.43066 | 0.43066 | 0.78687 | 0.21293 | 1 | 0 | 0.99132 | 1 | 0.98 | 0.8694 | 1 | 1 | 22960.7796 | 156972.8367 | 30986256518.9208 | 10845189781.6223 | 26279956.8 | 30805960.9258 | 10628.0565 | 1.3127 | 1.3668 | 0.023116 | 0.88769 | 0.79641 | 0.87042 | 1.1658
0.75 | 0.5 | 0 | 0 | 0 | 0 | 0 | 0 | 0 | 0 | 0 | 0 | 0 | 0 | 0 | 0 | 0 | 0 | 1 | 0 | 0.74109 | 0 | 0.74562 | 0.79812 | 1 | 0.73896 | 62439.4223 | 144720.6875 | 142975356.6634 | 50041374.8322 | 0 | 0 | 0 | 0 | 0 | 0 | 0.65254 | 0.73425 | 0.81082
0.75 | 0.5 | 50 | 1450.2457 | 435.0737 | 1015.172 | 1131.942 | 306.3037 | 13.7634 | 2.259 | 13.7634 | 2.2972 | 0 | 0.3 | 0.7 | 0.7 | 0.78052 | 0.21121 | 1 | 0 | 0.74683 | 0 | 0.75194 | 0.79981 | 1 | 0.74523 | 62029.6469 | 145026.9912 | 914071465.828 | 319925013.0398 | 656998.92 | 770149.0231 | 223.3432 | 0.19662 | 0.03417 | 0.023116 | 0.6584 | 0.7358 | 0.81253 | 6.928
0.75 | 0.5 | 100 | 2888.4915 | 866.5474 | 2021.944 | 2263.884 | 612.6075 | 15.5269 | 4.5181 | 15.5269 | 4.5945 | 0 | 0.3 | 0.7 | 0.7 | 0.78376 | 0.21209 | 1 | 0 | 0.75257 | 0 | 0.75827 | 0.80151 | 1 | 0.7515 | 61634.0114 | 145333.295 | 1685160360.9305 | 589806126.3257 | 1313997.84 | 1540298.0463 | 446.6864 | 0.22181 | 0.06834 | 0.023116 | 0.66421 | 0.73736 | 0.81424 | 3.9241
0.75 | 0.5 | 150 | 4326.7372 | 1298.0212 | 3028.716 | 3395.826 | 918.9112 | 17.2903 | 6.7771 | 17.2903 | 6.8917 | 0 | 0.3 | 0.7 | 0.7 | 0.78485 | 0.21238 | 1 | 0 | 0.75831 | 0 | 0.76486 | 0.80321 | 1 | 0.75803 | 61236.368 | 145639.5987 | 2456249256.033 | 859687239.6116 | 1970996.76 | 2310447.0694 | 670.0297 | 0.247 | 0.10251 | 0.023116 | 0.67002 | 0.73891 | 0.81595 | 2.9172
0.75 | 0.5 | 200 | 5764.9829 | 1729.4949 | 4035.488 | 4527.768 | 1225.2149 | 19.0538 | 9.0362 | 19.0538 | 9.189 | 0 | 0.3 | 0.7 | 0.7 | 0.78539 | 0.21253 | 1 | 0 | 0.76418 | 0 | 0.77164 | 0.80491 | 1 | 0.76475 | 60830.6653 | 145945.9024 | 3227338151.1355 | 1129568352.8974 | 2627995.68 | 3080596.0926 | 893.3729 | 0.2722 | 0.13668 | 0.023116 | 0.67583 | 0.74047 | 0.81766 | 2.4127
0.75 | 0.5 | 250 | 7203.2287 | 2160.9686 | 5042.2601 | 5659.71 | 1531.5187 | 20.8172 | 11.2952 | 20.8172 | 11.4862 | 0 | 0.3 | 0.7 | 0.7 | 0.78572 | 0.21262 | 1 | 0 | 0.77031 | 0 | 0.77841 | 0.8066 | 1 | 0.77146 | 60424.9625 | 146252.2062 | 3998427046.2381 | 1399449466.1833 | 3284994.6 | 3850745.1157 | 1116.7161 | 0.29739 | 0.17085 | 0.023116 | 0.68163 | 0.74202 | 0.81937 | 2.1097
0.75 | 0.5 | 300 | 8641.4744 | 2592.4423 | 6049.0321 | 6791.652 | 1837.8224 | 22.5807 | 13.5543 | 22.5807 | 13.7835 | 0 | 0.3 | 0.7 | 0.7 | 0.78594 | 0.21267 | 1 | 0 | 0.77643 | 0 | 0.78518 | 0.8083 | 1 | 0.77817 | 60019.2597 | 146558.5099 | 4769515941.3406 | 1669330579.4692 | 3941993.52 | 4620894.1389 | 1340.0593 | 0.32258 | 0.20502 | 0.023116 | 0.68744 | 0.74357 | 0.82108 | 1.9075
0.75 | 0.5 | 350 | 10079.7201 | 3023.916 | 7055.8041 | 7923.594 | 2144.1261 | 24.3441 | 15.8133 | 24.3441 | 16.0807 | 0 | 0.3 | 0.7 | 0.7 | 0.78609 | 0.21272 | 1 | 0 | 0.78256 | 0 | 0.79195 | 0.81 | 1 | 0.78488 | 59613.5569 | 146864.8136 | 5540604836.4431 | 1939211692.7551 | 4598992.44 | 5391043.162 | 1563.4025 | 0.34777 | 0.23919 | 0.023116 | 0.69325 | 0.74513 | 0.82279 | 1.7631
0.75 | 0.5 | 400 | 11517.9658 | 3455.3898 | 8062.5761 | 9055.536 | 2450.4298 | 26.1076 | 18.0724 | 26.1076 | 18.378 | 0 | 0.3 | 0.7 | 0.7 | 0.78621 | 0.21275 | 1 | 0 | 0.78868 | 0 | 0.79873 | 0.8117 | 1 | 0.7916 | 59203.3845 | 147171.1173 | 6311693731.5456 | 2209092806.041 | 5255991.36 | 6161192.1852 | 1786.7457 | 0.37297 | 0.27336 | 0.023116 | 0.69906 | 0.74668 | 0.8245 | 1.6547
0.75 | 0.5 | 450 | 12956.2116 | 3886.8635 | 9069.3481 | 10187.478 | 2756.7336 | 27.871 | 20.3314 | 27.871 | 20.6752 | 0 | 0.3 | 0.7 | 0.7 | 0.7863 | 0.21277 | 1 | 0 | 0.79481 | 0 | 0.8055 | 0.81339 | 1 | 0.79831 | 58778.8019 | 147477.4211 | 7082782626.6481 | 2478973919.3269 | 5912990.28 | 6931341.2083 | 2010.089 | 0.39816 | 0.30753 | 0.023116 | 0.70487 | 0.74824 | 0.82621 | 1.5704
0.75 | 0.5 | 500 | 14394.4573 | 4318.3372 | 10076.1201 | 11319.42 | 3063.0373 | 29.6345 | 22.5905 | 29.6345 | 22.9724 | 0 | 0.3 | 0.7 | 0.7 | 0.78637 | 0.21279 | 1 | 0 | 0.80094 | 0 | 0.81227 | 0.81509 | 1 | 0.80502 | 58332.3946 | 147783.7248 | 7853871521.7507 | 2748855032.6127 | 6569989.2 | 7701490.2315 | 2233.4322 | 0.42335 | 0.3417 | 0.023116 | 0.71068 | 0.74979 | 0.82791 | 1.5029
0.75 | 0.5 | 550 | 15832.703 | 4749.8109 | 11082.8921 | 12451.362 | 3369.341 | 31.3979 | 24.8495 | 31.3979 | 25.2697 | 0 | 0.3 | 0.7 | 0.7 | 0.78643 | 0.21281 | 1 | 0 | 0.80706 | 0 | 0.81905 | 0.81686 | 1 | 0.81173 | 57885.9873 | 148090.0285 | 8624960416.8532 | 3018736145.8986 | 7226988.12 | 8471639.2546 | 2456.7754 | 0.44854 | 0.37587 | 0.023116 | 0.71648 | 0.75134 | 0.82962 | 1.4477
0.75 | 0.5 | 600 | 17270.9488 | 5181.2846 | 12089.6641 | 13583.304 | 3675.6448 | 33.1614 | 27.1086 | 33.1614 | 27.5669 | 0 | 0.3 | 0.7 | 0.7 | 0.78648 | 0.21282 | 1 | 0 | 0.81319 | 0 | 0.82582 | 0.81867 | 1 | 0.81845 | 57439.5799 | 148396.3323 | 9396049311.9557 | 3288617259.1845 | 7883987.04 | 9241788.2777 | 2680.1186 | 0.47373 | 0.41004 | 0.023116 | 0.72229 | 0.7529 | 0.83133 | 1.4016
0.75 | 0.5 | 650 | 18709.1945 | 5612.7583 | 13096.4361 | 14715.246 | 3981.9485 | 34.9248 | 29.3676 | 34.9248 | 29.8642 | 0 | 0.3 | 0.7 | 0.7 | 0.78652 | 0.21283 | 1 | 0 | 0.81931 | 0 | 0.83259 | 0.82048 | 1 | 0.82516 | 56993.1726 | 148702.636 | 10167138207.0582 | 3558498372.4704 | 8540985.96 | 10011937.3009 | 2903.4618 | 0.49893 | 0.44421 | 0.023116 | 0.7281 | 0.75445 | 0.83304 | 1.3627
0.75 | 0.5 | 700 | 20147.4402 | 6044.2321 | 14103.2082 | 15847.188 | 4288.2522 | 36.6882 | 31.6267 | 36.6882 | 32.1614 | 0 | 0.3 | 0.7 | 0.7 | 0.78656 | 0.21284 | 1 | 0 | 0.82544 | 0 | 0.83936 | 0.82229 | 1 | 0.83187 | 56546.7652 | 149008.9397 | 10938227102.1608 | 3828379485.7563 | 9197984.88 | 10782086.324 | 3126.805 | 0.52412 | 0.47838 | 0.023116 | 0.73391 | 0.75601 | 0.83475 | 1.3293
0.75 | 0.5 | 750 | 21585.686 | 6475.7058 | 15109.9802 | 16979.13 | 4594.556 | 38.4517 | 33.8857 | 38.4517 | 34.4587 | 0 | 0.3 | 0.7 | 0.7 | 0.78659 | 0.21285 | 1 | 0 | 0.83157 | 0 | 0.84614 | 0.8241 | 1 | 0.83858 | 56039.9865 | 149315.2435 | 11709315997.2633 | 4098260599.0421 | 9854983.8 | 11552235.3472 | 3350.1483 | 0.54931 | 0.51255 | 0.023116 | 0.73972 | 0.75756 | 0.83646 | 1.3004
0.75 | 0.5 | 800 | 23023.9317 | 6907.1795 | 16116.7522 | 18111.072 | 4900.8597 | 40.2151 | 36.1448 | 40.2151 | 36.7559 | 0 | 0.3 | 0.7 | 0.7 | 0.78662 | 0.21286 | 1 | 0 | 0.83769 | 0 | 0.85291 | 0.82592 | 1 | 0.8453 | 54754.1305 | 149621.5472 | 12480404892.3658 | 4368141712.328 | 10511982.72 | 12322384.3703 | 3573.4915 | 0.5745 | 0.54672 | 0.023116 | 0.74552 | 0.75911 | 0.83817 | 1.2751
0.75 | 0.5 | 850 | 24462.1774 | 7338.6532 | 17123.5242 | 19243.014 | 5207.1634 | 41.9786 | 38.4038 | 41.9786 | 39.0532 | 0 | 0.3 | 0.7 | 0.7 | 0.78664 | 0.21287 | 1 | 0 | 0.84382 | 0 | 0.85968 | 0.82773 | 1 | 0.85201 | 53468.2745 | 149927.8509 | 13251493787.4683 | 4638022825.6139 | 11168981.64 | 13092533.3935 | 3796.8347 | 0.59969 | 0.58089 | 0.023116 | 0.75133 | 0.76067 | 0.83988 | 1.2527
0.75 | 0.5 | 900 | 25900.4231 | 7770.1269 | 18130.2962 | 20374.956 | 5513.4671 | 43.742 | 40.6629 | 43.742 | 41.3504 | 0 | 0.3 | 0.7 | 0.7 | 0.78666 | 0.21287 | 1 | 0 | 0.84994 | 0 | 0.86646 | 0.82954 | 1 | 0.85872 | 52173.0393 | 150234.1546 | 14022582682.5709 | 4907903938.8998 | 11825980.56 | 13862682.4166 | 4020.1779 | 0.62489 | 0.61506 | 0.023116 | 0.75714 | 0.76222 | 0.84159 | 1.2329
0.75 | 0.5 | 950 | 27338.6689 | 8201.6007 | 19137.0682 | 21506.898 | 5819.7709 | 45.5055 | 42.9219 | 45.5055 | 43.6476 | 0 | 0.3 | 0.7 | 0.7 | 0.78668 | 0.21288 | 1 | 0 | 0.85607 | 0 | 0.87323 | 0.83135 | 1 | 0.86543 | 50866.6858 | 150540.4584 | 14793671577.6734 | 5177785052.1857 | 12482979.48 | 14632831.4398 | 4243.5211 | 0.65008 | 0.64923 | 0.023116 | 0.76295 | 0.76378 | 0.8433 | 1.2151
0.75 | 0.5 | 1000 | 28776.9146 | 8633.0744 | 20143.8402 | 22638.84 | 6126.0746 | 47.2689 | 45.181 | 47.2689 | 45.9449 | 0 | 0.3 | 0.7 | 0.7 | 0.7867 | 0.21288 | 1 | 0 | 0.8622 | 0 | 0.88 | 0.83316 | 1 | 0.87215 | 49547.8194 | 150846.7621 | 15564760472.7759 | 5447666165.4716 | 13139978.4 | 15402980.4629 | 4466.8643 | 0.67527 | 0.6834 | 0.023116 | 0.76876 | 0.76533 | 0.84501 | 1.1991
0.75 | 0.5 | 1050 | 30215.1603 | 9064.5481 | 21150.6122 | 23770.782 | 6432.3783 | 49.0324 | 47.44 | 49.0324 | 48.2421 | 0 | 0.3 | 0.7 | 0.7 | 0.78672 | 0.21289 | 1 | 0 | 0.86832 | 0 | 0.88678 | 0.83498 | 1 | 0.87886 | 48228.9529 | 151153.0658 | 16335849367.8784 | 5717547278.7574 | 13796977.32 | 16173129.486 | 4690.2076 | 0.70046 | 0.71757 | 0.023116 | 0.77457 | 0.76689 | 0.84672 | 1.1846
0.75 | 0.5 | 1100 | 31653.4061 | 9574.3924 | 22079.0137 | 24902.724 | 6738.6821 | 50.7958 | 49.6991 | 50.7958 | 50.5394 | 0 | 0.30248 | 0.69752 | 0.69752 | 0.78673 | 0.21289 | 1 | 0 | 0.87445 | 0 | 0.89355 | 0.83679 | 1 | 0.88557 | 46910.0865 | 151459.3696 | 17106938262.9809 | 5987428392.0433 | 14453976.24 | 16943278.5092 | 4913.5508 | 0.72565 | 0.75174 | 0.023116 | 0.78037 | 0.76844 | 0.84843 | 1.1715
0.75 | 0.5 | 1150 | 33091.6518 | 10311.9682 | 22779.6835 | 26034.666 | 7044.9858 | 52.8366 | 51.9581 | 52.5593 | 52.8366 | 0 | 0.31162 | 0.68838 | 0.68838 | 0.78674 | 0.21289 | 1 | 0 | 0.88057 | 1 | 0.90032 | 0.8386 | 1 | 0.89228 | 45591.2201 | 151765.6733 | 17878027158.0835 | 6257309505.3292 | 15110975.16 | 17713427.5323 | 5136.894 | 0.75481 | 0.78591 | 0.023116 | 0.78618 | 0.76999 | 0.85014 | 1.1656
0.75 | 0.5 | 1200 | 34529.8975 | 11256.7925 | 23273.105 | 27166.608 | 7351.2895 | 55.1339 | 54.2172 | 54.3227 | 55.1339 | 0 | 0.326 | 0.674 | 0.674 | 0.78676 | 0.2129 | 1 | 0 | 0.8867 | 1 | 0.90709 | 0.84041 | 1 | 0.899 | 44272.3536 | 152071.977 | 18649116053.186 | 6527190618.6151 | 15767974.08 | 18483576.5555 | 5360.2372 | 0.78763 | 0.82008 | 0.023116 | 0.79199 | 0.77155 | 0.85185 | 1.1656
0.75 | 0.5 | 1250 | 35968.1433 | 12423.8522 | 23544.2911 | 28298.55 | 7657.5933 | 57.4311 | 56.4658 | 56.2979 | 57.4311 | 0 | 0.34541 | 0.65459 | 0.65459 | 0.78677 | 0.2129 | 1 | 0 | 0.89283 | 1 | 0.91387 | 0.84222 | 1 | 0.90571 | 42953.4872 | 152378.2808 | 19420204948.2885 | 6797071731.901 | 16424973 | 19253725.5786 | 5583.5804 | 0.82044 | 0.85425 | 0.023116 | 0.7978 | 0.7731 | 0.85356 | 1.1656
0.75 | 0.5 | 1300 | 37406.389 | 13737.7809 | 23668.6081 | 29430.492 | 7963.897 | 59.7284 | 58.7245 | 58.5498 | 59.7284 | 0 | 0.36726 | 0.63274 | 0.63274 | 0.78678 | 0.2129 | 1 | 0 | 0.89895 | 1 | 0.92064 | 0.84404 | 1 | 0.91242 | 41634.6207 | 152684.5845 | 20191293843.391 | 7066952845.1869 | 17081971.92 | 20023874.6018 | 5806.9236 | 0.85326 | 0.88842 | 0.023116 | 0.80361 | 0.77466 | 0.85527 | 1.1656
0.75 | 0.5 | 1350 | 38844.6347 | 15109.1186 | 23735.5161 | 30562.434 | 8270.2007 | 62.0256 | 60.9831 | 60.8017 | 62.0256 | 0 | 0.38896 | 0.61104 | 0.61104 | 0.78679 | 0.2129 | 1 | 0 | 0.90508 | 1 | 0.92741 | 0.84585 | 1 | 0.91913 | 40315.7543 | 152990.8882 | 20962382738.4936 | 7336833958.4727 | 17738970.84 | 20794023.6249 | 6030.2669 | 0.88608 | 0.92259 | 0.023116 | 0.80942 | 0.77621 | 0.85697 | 1.1656
0.75 | 0.5 | 1400 | 40282.8804 | 16491.8805 | 23791 | 31694.376 | 8576.5044 | 64.3228 | 63.2417 | 63.0536 | 64.3228 | 0 | 0.4094 | 0.5906 | 0.5906 | 0.7868 | 0.21291 | 1 | 0 | 0.9112 | 1 | 0.93419 | 0.84766 | 1 | 0.92585 | 38996.8878 | 153297.1919 | 21733471633.5961 | 7606715071.7586 | 18395969.76 | 21564172.6481 | 6253.6101 | 0.9189 | 0.95676 | 0.023116 | 0.81522 | 0.77776 | 0.85868 | 1.1656
0.75 | 0.5 | 1450 | 41721.1262 | 17874.3291 | 23846.797 | 32826.318 | 8882.8082 | 66.6201 | 65.5004 | 65.3055 | 66.6201 | 0 | 0.42842 | 0.57158 | 0.57158 | 0.7868 | 0.21291 | 1 | 0 | 0.91733 | 1 | 0.94096 | 0.84947 | 1 | 0.93256 | 37674.6618 | 153603.4957 | 22504560528.6986 | 7876596185.0445 | 19052968.68 | 22334321.6712 | 6476.9533 | 0.95172 | 0.99093 | 0.023116 | 0.82103 | 0.77932 | 0.86039 | 1.1657
0.75 | 0.5 | 1500 | 43159.3719 | 19256.6915 | 23902.6804 | 33958.26 | 9189.1119 | 68.9173 | 67.759 | 67.5574 | 68.9173 | 0 | 0.44618 | 0.55382 | 0.55382 | 0.78681 | 0.21291 | 1 | 0 | 0.92346 | 1 | 0.94773 | 0.85128 | 1 | 0.93927 | 36350.828 | 153909.7994 | 23275649423.8011 | 8146477298.3304 | 19709967.6 | 23104470.6944 | 6700.2965 | 0.98453 | 1.0251 | 0.023116 | 0.82684 | 0.78087 | 0.8621 | 1.1657
0.75 | 0.5 | 1550 | 44597.6176 | 20639.9791 | 23957.6385 | 35090.202 | 9495.4156 | 71.2146 | 70.0176 | 69.8093 | 71.2146 | 0 | 0.4628 | 0.5372 | 0.5372 | 0.78682 | 0.21291 | 1 | 0 | 0.92958 | 1 | 0.9545 | 0.8531 | 1 | 0.94598 | 34990.7297 | 154216.1031 | 24046738318.9036 | 8416358411.6163 | 20366966.52 | 23874619.7175 | 6923.6397 | 1.0174 | 1.0593 | 0.023116 | 0.83265 | 0.78243 | 0.86381 | 1.1657
0.75 | 0.5 | 1600 | 46035.8634 | 22028.5004 | 24007.363 | 36222.144 | 9801.7194 | 73.5118 | 72.2763 | 72.0612 | 73.5118 | 0 | 0.47851 | 0.52149 | 0.52149 | 0.78682 | 0.21291 | 1 | 0 | 0.93571 | 1 | 0.96128 | 0.85491 | 1 | 0.9527 | 33621.7566 | 154522.4069 | 24817827214.0062 | 8686239524.9022 | 21023965.44 | 24644768.7406 | 7146.9829 | 1.0502 | 1.0934 | 0.023116 | 0.83846 | 0.78398 | 0.86552 | 1.1657
0.75 | 0.5 | 1650 | 47474.1091 | 23417.1297 | 24056.9794 | 37354.086 | 10108.0231 | 75.8091 | 74.5349 | 74.3132 | 75.8091 | 0 | 0.49326 | 0.50674 | 0.50674 | 0.78683 | 0.21292 | 1 | 0 | 0.94183 | 1 | 0.96805 | 0.85672 | 1 | 0.95941 | 32252.7836 | 154828.7106 | 25588916109.1087 | 8956120638.188 | 21680964.36 | 25414917.7638 | 7370.3262 | 1.083 | 1.1276 | 0.023116 | 0.84427 | 0.78553 | 0.86723 | 1.1657
0.75 | 0.5 | 1700 | 48912.3548 | 24807.9522 | 24104.4026 | 38486.028 | 10414.3268 | 78.1063 | 76.7935 | 76.5651 | 78.1063 | 0 | 0.50719 | 0.49281 | 0.49281 | 0.78684 | 0.21292 | 1 | 0 | 0.94796 | 1 | 0.97482 | 0.85853 | 1 | 0.96612 | 30883.8105 | 155135.0143 | 26360005004.2112 | 9226001751.4739 | 22337963.28 | 26185066.7869 | 7593.6694 | 1.1158 | 1.1618 | 0.023116 | 0.85007 | 0.78709 | 0.86894 | 1.1657
0.75 | 0.5 | 1750 | 50350.6006 | 26198.7796 | 24151.8209 | 39617.97 | 10720.6306 | 80.4036 | 79.0522 | 78.817 | 80.4036 | 0 | 0.52033 | 0.47967 | 0.47967 | 0.78684 | 0.21292 | 1 | 0 | 0.95409 | 1 | 0.98 | 0.86034 | 1 | 0.97283 | 29509.9845 | 155441.3181 | 27131093588.5167 | 9495882755.9808 | 22994962.2 | 26955215.8101 | 7817.0126 | 1.1486 | 1.196 | 0.023116 | 0.85588 | 0.78864 | 0.87065 | 1.1657
0.75 | 0.5 | 1800 | 51788.8463 | 27589.607 | 24199.2393 | 40749.912 | 11026.9343 | 82.7008 | 81.3108 | 81.0689 | 82.7008 | 0 | 0.53273 | 0.46727 | 0.46727 | 0.78685 | 0.21292 | 1 | 0 | 0.96021 | 1 | 0.98 | 0.86216 | 1 | 0.97955 | 28118.5507 | 155747.6218 | 27902179998.9132 | 9765762999.6196 | 23651961.12 | 27725364.8332 | 8040.3558 | 1.1814 | 1.2301 | 0.023116 | 0.86166 | 0.7902 | 0.87236 | 1.1657
0.75 | 0.5 | 1850 | 53227.092 | 28980.4344 | 24246.6576 | 41881.854 | 11333.238 | 84.998 | 83.5694 | 83.3208 | 84.998 | 0 | 0.54447 | 0.45553 | 0.45553 | 0.78685 | 0.21292 | 1 | 0 | 0.96634 | 1 | 0.98 | 0.86397 | 1 | 0.98626 | 26725.2515 | 156053.9255 | 28673263680.7432 | 10035642288.2601 | 24308960.04 | 28495513.8564 | 8263.699 | 1.2143 | 1.2643 | 0.023116 | 0.86741 | 0.79175 | 0.87407 | 1.1657
0.75 | 0.5 | 1900 | 54665.3377 | 30371.2617 | 24294.076 | 43013.796 | 11639.5417 | 87.2953 | 85.8281 | 85.5727 | 87.2953 | 0 | 0.55559 | 0.44441 | 0.44441 | 0.78686 | 0.21292 | 1 | 0 | 0.97246 | 1 | 0.98 | 0.86578 | 1 | 0.99297 | 25331.9523 | 156360.2292 | 29444340170.8436 | 10305519059.7952 | 24965958.96 | 29265662.8795 | 8487.0422 | 1.2471 | 1.2985 | 0.023116 | 0.87309 | 0.7933 | 0.87578 | 1.1657
0.75 | 0.5 | 1950 | 56103.5835 | 31762.0891 | 24341.4944 | 44145.738 | 11945.8455 | 89.5925 | 88.0867 | 87.8246 | 89.5925 | 0 | 0.56613 | 0.43387 | 0.43387 | 0.78686 | 0.21292 | 1 | 0 | 0.97859 | 1 | 0.98 | 0.86759 | 1 | 0.99968 | 23935.9142 | 156666.533 | 30215404681.8296 | 10575391638.6404 | 25622957.88 | 30035811.9027 | 8710.3855 | 1.2799 | 1.3326 | 0.023116 | 0.87864 | 0.79486 | 0.87749 | 1.1657
0.75 | 0.5 | 2000 | 57541.8292 | 33152.9165 | 24388.9127 | 45277.68 | 12252.1492 | 91.8898 | 90.3453 | 90.0766 | 91.8898 | 0 | 0.57615 | 0.42385 | 0.42385 | 0.78687 | 0.21293 | 1 | 0 | 0.98472 | 1 | 0.98 | 0.8694 | 1 | 1 | 22540.135 | 156972.8367 | 30986444788.1546 | 10845255675.8541 | 26279956.8 | 30805960.9258 | 8933.7287 | 1.3127 | 1.3668 | 0.023116 | 0.88394 | 0.79641 | 0.8792 | 1.1658
0.75 | 0.75 | 0 | 0 | 0 | 0 | 0 | 0 | 0 | 0 | 0 | 0 | 0 | 0 | 0 | 0 | 0 | 0 | 1 | 0 | 0.73618 | 0 | 0.74231 | 0.79812 | 1 | 0.73121 | 62335.7477 | 144720.6875 | 143102243.9892 | 50085785.3962 | 0 | 0 | 0 | 0 | 0 | 0 | 0.64972 | 0.73425 | 0.81936
0.75 | 0.75 | 50 | 1450.2457 | 435.0737 | 1015.172 | 1131.942 | 306.3037 | 13.7634 | 2.259 | 13.7634 | 2.2972 | 0 | 0.3 | 0.7 | 0.7 | 0.78052 | 0.21121 | 1 | 0 | 0.74188 | 0 | 0.7486 | 0.79981 | 1 | 0.73741 | 61925.7558 | 145026.9912 | 914198621.7343 | 319969517.607 | 656998.92 | 770149.0231 | 180.985 | 0.19662 | 0.03417 | 0.023116 | 0.65554 | 0.7358 | 0.82109 | 6.928
0.75 | 0.75 | 100 | 2888.4915 | 866.5474 | 2021.944 | 2263.884 | 612.6075 | 15.5269 | 4.5181 | 15.5269 | 4.5945 | 0 | 0.3 | 0.7 | 0.7 | 0.78376 | 0.21209 | 1 | 0 | 0.74759 | 0 | 0.75489 | 0.80151 | 1 | 0.7436 | 61529.9038 | 145333.295 | 1685287785.4173 | 589850724.896 | 1313997.84 | 1540298.0463 | 361.97 | 0.22181 | 0.06834 | 0.023116 | 0.66132 | 0.73736 | 0.82281 | 3.9241
0.75 | 0.75 | 150 | 4326.7372 | 1298.0212 | 3028.716 | 3395.826 | 918.9112 | 17.2903 | 6.7771 | 17.2903 | 6.8917 | 0 | 0.3 | 0.7 | 0.7 | 0.78485 | 0.21238 | 1 | 0 | 0.75329 | 0 | 0.76143 | 0.80321 | 1 | 0.75004 | 61129.5757 | 145639.5987 | 2456376949.1003 | 859731932.1851 | 1970996.76 | 2310447.0694 | 542.9551 | 0.247 | 0.10251 | 0.023116 | 0.66709 | 0.73891 | 0.82454 | 2.9172
0.75 | 0.75 | 200 | 5764.9829 | 1729.4949 | 4035.488 | 4527.768 | 1225.2149 | 19.0538 | 9.0362 | 19.0538 | 9.189 | 0 | 0.3 | 0.7 | 0.7 | 0.78539 | 0.21253 | 1 | 0 | 0.75912 | 0 | 0.76816 | 0.80491 | 1 | 0.75668 | 60723.651 | 145945.9024 | 3227466112.7833 | 1129613139.4742 | 2627995.68 | 3080596.0926 | 723.9401 | 0.2722 | 0.13668 | 0.023116 | 0.67286 | 0.74047 | 0.82627 | 2.4127
0.75 | 0.75 | 250 | 7203.2287 | 2160.9686 | 5042.2601 | 5659.71 | 1531.5187 | 20.8172 | 11.2952 | 20.8172 | 11.4862 | 0 | 0.3 | 0.7 | 0.7 | 0.78572 | 0.21262 | 1 | 0 | 0.7652 | 0 | 0.77489 | 0.8066 | 1 | 0.76331 | 60317.7263 | 146252.2062 | 3998555276.4664 | 1399494346.7632 | 3284994.6 | 3850745.1157 | 904.9251 | 0.29739 | 0.17085 | 0.023116 | 0.67863 | 0.74202 | 0.82799 | 2.1097
0.75 | 0.75 | 300 | 8641.4744 | 2592.4423 | 6049.0321 | 6791.652 | 1837.8224 | 22.5807 | 13.5543 | 22.5807 | 13.7835 | 0 | 0.3 | 0.7 | 0.7 | 0.78594 | 0.21267 | 1 | 0 | 0.77129 | 0 | 0.78162 | 0.8083 | 1 | 0.76994 | 59911.8016 | 146558.5099 | 4769644440.1494 | 1669375554.0523 | 3941993.52 | 4620894.1389 | 1085.9101 | 0.32258 | 0.20502 | 0.023116 | 0.68441 | 0.74357 | 0.82972 | 1.9075
0.75 | 0.75 | 350 | 10079.7201 | 3023.916 | 7055.8041 | 7923.594 | 2144.1261 | 24.3441 | 15.8133 | 24.3441 | 16.0807 | 0 | 0.3 | 0.7 | 0.7 | 0.78609 | 0.21272 | 1 | 0 | 0.77738 | 0 | 0.78835 | 0.81 | 1 | 0.77657 | 59505.299 | 146864.8136 | 5540733603.8324 | 1939256761.3413 | 4598992.44 | 5391043.162 | 1266.8951 | 0.34777 | 0.23919 | 0.023116 | 0.69018 | 0.74513 | 0.83145 | 1.7631
0.75 | 0.75 | 400 | 11517.9658 | 3455.3898 | 8062.5761 | 9055.536 | 2450.4298 | 26.1076 | 18.0724 | 26.1076 | 18.378 | 0 | 0.3 | 0.7 | 0.7 | 0.78621 | 0.21275 | 1 | 0 | 0.78346 | 0 | 0.79509 | 0.8117 | 1 | 0.7832 | 59094.2356 | 147171.1173 | 6311822767.5154 | 2209137968.6304 | 5255991.36 | 6161192.1852 | 1447.8802 | 0.37297 | 0.27336 | 0.023116 | 0.69595 | 0.74668 | 0.83318 | 1.6547
0.75 | 0.75 | 450 | 12956.2116 | 3886.8635 | 9069.3481 | 10187.478 | 2756.7336 | 27.871 | 20.3314 | 27.871 | 20.6752 | 0 | 0.3 | 0.7 | 0.7 | 0.7863 | 0.21277 | 1 | 0 | 0.78955 | 0 | 0.80182 | 0.81339 | 1 | 0.78983 | 58660.5669 | 147477.4211 | 7082911931.1985 | 2479019175.9195 | 5912990.28 | 6931341.2083 | 1628.8652 | 0.39816 | 0.30753 | 0.023116 | 0.70173 | 0.74824 | 0.8349 | 1.5704
0.75 | 0.75 | 500 | 14394.4573 | 4318.3372 | 10076.1201 | 11319.42 | 3063.0373 | 29.6345 | 22.5905 | 29.6345 | 22.9724 | 0 | 0.3 | 0.7 | 0.7 | 0.78637 | 0.21279 | 1 | 0 | 0.79563 | 0 | 0.80855 | 0.81509 | 1 | 0.79646 | 58213.9153 | 147783.7248 | 7854001094.8815 | 2748900383.2085 | 6569989.2 | 7701490.2315 | 1809.8502 | 0.42335 | 0.3417 | 0.023116 | 0.7075 | 0.74979 | 0.83663 | 1.5029
0.75 | 0.75 | 550 | 15832.703 | 4749.8109 | 11082.8921 | 12451.362 | 3369.341 | 31.3979 | 24.8495 | 31.3979 | 25.2697 | 0 | 0.3 | 0.7 | 0.7 | 0.78643 | 0.21281 | 1 | 0 | 0.80172 | 0 | 0.81528 | 0.81686 | 1 | 0.80309 | 57767.2636 | 148090.0285 | 8625090258.5645 | 3018781590.4976 | 7226988.12 | 8471639.2546 | 1990.8352 | 0.44854 | 0.37587 | 0.023116 | 0.71327 | 0.75134 | 0.83836 | 1.4477
0.75 | 0.75 | 600 | 17270.9488 | 5181.2846 | 12089.6641 | 13583.304 | 3675.6448 | 33.1614 | 27.1086 | 33.1614 | 27.5669 | 0 | 0.3 | 0.7 | 0.7 | 0.78648 | 0.21282 | 1 | 0 | 0.8078 | 0 | 0.82201 | 0.81867 | 1 | 0.80972 | 57320.612 | 148396.3323 | 9396179422.2475 | 3288662797.7866 | 7883987.04 | 9241788.2777 | 2171.8202 | 0.47373 | 0.41004 | 0.023116 | 0.71905 | 0.7529 | 0.84008 | 1.4016
0.75 | 0.75 | 650 | 18709.1945 | 5612.7583 | 13096.4361 | 14715.246 | 3981.9485 | 34.9248 | 29.3676 | 34.9248 | 29.8642 | 0 | 0.3 | 0.7 | 0.7 | 0.78652 | 0.21283 | 1 | 0 | 0.81389 | 0 | 0.82875 | 0.82048 | 1 | 0.81636 | 56873.9604 | 148702.636 | 10167268585.9306 | 3558544005.0757 | 8540985.96 | 10011937.3009 | 2352.8053 | 0.49893 | 0.44421 | 0.023116 | 0.72482 | 0.75445 | 0.84181 | 1.3627
0.75 | 0.75 | 700 | 20147.4402 | 6044.2321 | 14103.2082 | 15847.188 | 4288.2522 | 36.6882 | 31.6267 | 36.6882 | 32.1614 | 0 | 0.3 | 0.7 | 0.7 | 0.78656 | 0.21284 | 1 | 0 | 0.81997 | 0 | 0.83548 | 0.82229 | 1 | 0.82299 | 56427.3087 | 149008.9397 | 10938357749.6136 | 3828425212.3648 | 9197984.88 | 10782086.324 | 2533.7903 | 0.52412 | 0.47838 | 0.023116 | 0.73059 | 0.75601 | 0.84354 | 1.3293
0.75 | 0.75 | 750 | 21585.686 | 6475.7058 | 15109.9802 | 16979.13 | 4594.556 | 38.4517 | 33.8857 | 38.4517 | 34.4587 | 0 | 0.3 | 0.7 | 0.7 | 0.78659 | 0.21285 | 1 | 0 | 0.82606 | 0 | 0.84221 | 0.8241 | 1 | 0.82962 | 55695.1718 | 149315.2435 | 11709446913.2966 | 4098306419.6538 | 9854983.8 | 11552235.3472 | 2714.7753 | 0.54931 | 0.51255 | 0.023116 | 0.73636 | 0.75756 | 0.84527 | 1.3004
0.75 | 0.75 | 800 | 23023.9317 | 6907.1795 | 16116.7522 | 18111.072 | 4900.8597 | 40.2151 | 36.1448 | 40.2151 | 36.7559 | 0 | 0.3 | 0.7 | 0.7 | 0.78662 | 0.21286 | 1 | 0 | 0.83214 | 0 | 0.84894 | 0.82592 | 1 | 0.83625 | 54408.6092 | 149621.5472 | 12480536076.9796 | 4368187626.9429 | 10511982.72 | 12322384.3703 | 2895.7603 | 0.5745 | 0.54672 | 0.023116 | 0.74214 | 0.75911 | 0.84699 | 1.2751
0.75 | 0.75 | 850 | 24462.1774 | 7338.6532 | 17123.5242 | 19243.014 | 5207.1634 | 41.9786 | 38.4038 | 41.9786 | 39.0532 | 0 | 0.3 | 0.7 | 0.7 | 0.78664 | 0.21287 | 1 | 0 | 0.83823 | 0 | 0.85567 | 0.82773 | 1 | 0.84288 | 53120.4373 | 149927.8509 | 13251625240.6627 | 4638068834.2319 | 11168981.64 | 13092533.3935 | 3076.7453 | 0.59969 | 0.58089 | 0.023116 | 0.74791 | 0.76067 | 0.84872 | 1.2527
0.75 | 0.75 | 900 | 25900.4231 | 7770.1269 | 18130.2962 | 20374.956 | 5513.4671 | 43.742 | 40.6629 | 43.742 | 41.3504 | 0 | 0.3 | 0.7 | 0.7 | 0.78666 | 0.21287 | 1 | 0 | 0.84432 | 0 | 0.8624 | 0.82954 | 1 | 0.84951 | 51823.5315 | 150234.1546 | 14022714404.3457 | 4907950041.521 | 11825980.56 | 13862682.4166 | 3257.7304 | 0.62489 | 0.61506 | 0.023116 | 0.75368 | 0.76222 | 0.85045 | 1.2329
0.75 | 0.75 | 950 | 27338.6689 | 8201.6007 | 19137.0682 | 21506.898 | 5819.7709 | 45.5055 | 42.9219 | 45.5055 | 43.6476 | 0 | 0.3 | 0.7 | 0.7 | 0.78668 | 0.21288 | 1 | 0 | 0.8504 | 0 | 0.86914 | 0.83135 | 1 | 0.85614 | 50510.6376 | 150540.4584 | 14793803568.0287 | 5177831248.81 | 12482979.48 | 14632831.4398 | 3438.7154 | 0.65008 | 0.64923 | 0.023116 | 0.75946 | 0.76378 | 0.85218 | 1.2151
0.75 | 0.75 | 1000 | 28776.9146 | 8633.0744 | 20143.8402 | 22638.84 | 6126.0746 | 47.2689 | 45.181 | 47.2689 | 45.9449 | 0 | 0.3 | 0.7 | 0.7 | 0.7867 | 0.21288 | 1 | 0 | 0.85649 | 0 | 0.87587 | 0.83316 | 1 | 0.86277 | 49191.0463 | 150846.7621 | 15564892731.7117 | 5447712456.0991 | 13139978.4 | 15402980.4629 | 3619.7004 | 0.67527 | 0.6834 | 0.023116 | 0.76523 | 0.76533 | 0.8539 | 1.1991
0.75 | 0.75 | 1050 | 30215.1603 | 9066.8273 | 21148.3331 | 23770.782 | 6432.3783 | 49.0324 | 47.44 | 49.0324 | 48.2421 | 0 | 0.30008 | 0.69992 | 0.69992 | 0.78672 | 0.21289 | 1 | 0 | 0.86257 | 0 | 0.8826 | 0.83498 | 1 | 0.8694 | 47871.455 | 151153.0658 | 16335981895.3948 | 5717593663.3882 | 13796977.32 | 16173129.486 | 3800.6854 | 0.70046 | 0.71757 | 0.023116 | 0.771 | 0.76689 | 0.85563 | 1.1846
0.75 | 0.75 | 1100 | 31653.4061 | 9666.6603 | 21986.7458 | 24902.724 | 6738.6821 | 50.7958 | 49.6991 | 50.7958 | 50.5394 | 0 | 0.30539 | 0.69461 | 0.69461 | 0.78673 | 0.21289 | 1 | 0 | 0.86866 | 0 | 0.88933 | 0.83679 | 1 | 0.87604 | 46551.8638 | 151459.3696 | 17107071059.0778 | 5987474870.6772 | 14453976.24 | 16943278.5092 | 3981.6704 | 0.72565 | 0.75174 | 0.023116 | 0.77678 | 0.76844 | 0.85736 | 1.1715
0.75 | 0.75 | 1150 | 33091.6518 | 10478.0133 | 22613.6385 | 26034.666 | 7044.9858 | 52.8366 | 51.9581 | 52.5593 | 52.8366 | 0 | 0.31664 | 0.68336 | 0.68336 | 0.78674 | 0.21289 | 1 | 0 | 0.87474 | 1 | 0.89606 | 0.8386 | 1 | 0.88267 | 45232.2725 | 151765.6733 | 17878160222.7608 | 6257356077.9663 | 15110975.16 | 17713427.5323 | 4162.6555 | 0.75481 | 0.78591 | 0.023116 | 0.78255 | 0.76999 | 0.85908 | 1.1656
0.75 | 0.75 | 1200 | 34529.8975 | 11514.3383 | 23015.5593 | 27166.608 | 7351.2895 | 55.1339 | 54.2172 | 54.3227 | 55.1339 | 0 | 0.33346 | 0.66654 | 0.66654 | 0.78676 | 0.2129 | 1 | 0 | 0.88083 | 1 | 0.90279 | 0.84041 | 1 | 0.8893 | 43912.6813 | 152071.977 | 18649249386.4438 | 6527237285.2553 | 15767974.08 | 18483576.5555 | 4343.6405 | 0.78763 | 0.82008 | 0.023116 | 0.78832 | 0.77155 | 0.86081 | 1.1656
0.75 | 0.75 | 1250 | 35968.1433 | 12761.6245 | 23206.5188 | 28298.55 | 7657.5933 | 57.4311 | 56.4658 | 56.2979 | 57.4311 | 0 | 0.3548 | 0.6452 | 0.6452 | 0.78677 | 0.2129 | 1 | 0 | 0.88691 | 1 | 0.90953 | 0.84222 | 1 | 0.89593 | 42593.09 | 152378.2808 | 19420338550.1269 | 6797118492.5444 | 16424973 | 19253725.5786 | 4524.6255 | 0.82044 | 0.85425 | 0.023116 | 0.79409 | 0.7731 | 0.86254 | 1.1656
0.75 | 0.75 | 1300 | 37406.389 | 14104.665 | 23301.724 | 29430.492 | 7963.897 | 59.7284 | 58.7245 | 58.5498 | 59.7284 | 0 | 0.37707 | 0.62293 | 0.62293 | 0.78678 | 0.2129 | 1 | 0 | 0.893 | 1 | 0.91626 | 0.84404 | 1 | 0.90256 | 41273.4988 | 152684.5845 | 20191427713.8099 | 7066999699.8335 | 17081971.92 | 20023874.6018 | 4705.6105 | 0.85326 | 0.88842 | 0.023116 | 0.79987 | 0.77466 | 0.86427 | 1.1656
0.75 | 0.75 | 1350 | 38844.6347 | 15485.4992 | 23359.1355 | 30562.434 | 8270.2007 | 62.0256 | 60.9831 | 60.8017 | 62.0256 | 0 | 0.39865 | 0.60135 | 0.60135 | 0.78679 | 0.2129 | 1 | 0 | 0.89908 | 1 | 0.92299 | 0.84585 | 1 | 0.90919 | 39953.9075 | 152990.8882 | 20962516877.4929 | 7336880907.1225 | 17738970.84 | 20794023.6249 | 4886.5956 | 0.88608 | 0.92259 | 0.023116 | 0.80564 | 0.77621 | 0.86599 | 1.1656
0.75 | 0.75 | 1400 | 40282.8804 | 16867.848 | 23415.0324 | 31694.376 | 8576.5044 | 64.3228 | 63.2417 | 63.0536 | 64.3228 | 0 | 0.41873 | 0.58127 | 0.58127 | 0.7868 | 0.21291 | 1 | 0 | 0.90517 | 1 | 0.92972 | 0.84766 | 1 | 0.91582 | 38633.7771 | 153297.1919 | 21733606041.1759 | 7606762114.4116 | 18395969.76 | 21564172.6481 | 5067.5806 | 0.9189 | 0.95676 | 0.023116 | 0.81141 | 0.77776 | 0.86772 | 1.1656
0.75 | 0.75 | 1450 | 41721.1262 | 18250.8341 | 23470.292 | 32826.318 | 8882.8082 | 66.6201 | 65.5004 | 65.3055 | 66.6201 | 0 | 0.43745 | 0.56255 | 0.56255 | 0.7868 | 0.21291 | 1 | 0 | 0.91125 | 1 | 0.93645 | 0.84947 | 1 | 0.92245 | 37310.0619 | 153603.4957 | 22504695204.859 | 7876643321.7006 | 19052968.68 | 22334321.6712 | 5248.5656 | 0.95172 | 0.99093 | 0.023116 | 0.81719 | 0.77932 | 0.86945 | 1.1657
0.75 | 0.75 | 1500 | 43159.3719 | 19634.058 | 23525.3139 | 33958.26 | 9189.1119 | 68.9173 | 67.759 | 67.5574 | 68.9173 | 0 | 0.45492 | 0.54508 | 0.54508 | 0.78681 | 0.21291 | 1 | 0 | 0.91734 | 1 | 0.94319 | 0.85128 | 1 | 0.92909 | 35982.5159 | 153909.7994 | 23275784368.542 | 8146524528.9897 | 19709967.6 | 23104470.6944 | 5429.5506 | 0.98453 | 1.0251 | 0.023116 | 0.82296 | 0.78087 | 0.87118 | 1.1657
0.75 | 0.75 | 1550 | 44597.6176 | 21023.0138 | 23574.6039 | 35090.202 | 9495.4156 | 71.2146 | 70.0176 | 69.8093 | 71.2146 | 0 | 0.47139 | 0.52861 | 0.52861 | 0.78682 | 0.21291 | 1 | 0 | 0.92343 | 1 | 0.94992 | 0.8531 | 1 | 0.93572 | 34612.7905 | 154216.1031 | 24046873532.225 | 8416405736.2788 | 20366966.52 | 23874619.7175 | 5610.5356 | 1.0174 | 1.0593 | 0.023116 | 0.82873 | 0.78243 | 0.8729 | 1.1657
0.75 | 0.75 | 1600 | 46035.8634 | 22412.2998 | 23623.5636 | 36222.144 | 9801.7194 | 73.5118 | 72.2763 | 72.0612 | 73.5118 | 0 | 0.48684 | 0.51316 | 0.51316 | 0.78682 | 0.21291 | 1 | 0 | 0.92951 | 1 | 0.95665 | 0.85491 | 1 | 0.94235 | 33243.065 | 154522.4069 | 24817962695.908 | 8686286943.5678 | 21023965.44 | 24644768.7406 | 5791.5207 | 1.0502 | 1.0934 | 0.023116 | 0.83451 | 0.78398 | 0.87463 | 1.1657
0.75 | 0.75 | 1650 | 47474.1091 | 23803.6891 | 23670.42 | 37354.086 | 10108.0231 | 75.8091 | 74.5349 | 74.3132 | 75.8091 | 0 | 0.5014 | 0.4986 | 0.4986 | 0.78683 | 0.21292 | 1 | 0 | 0.9356 | 1 | 0.96338 | 0.85672 | 1 | 0.94898 | 31873.3396 | 154828.7106 | 25589051859.5911 | 8956168150.8569 | 21680964.36 | 25414917.7638 | 5972.5057 | 1.083 | 1.1276 | 0.023116 | 0.84028 | 0.78553 | 0.87636 | 1.1657
0.75 | 0.75 | 1700 | 48912.3548 | 25195.2813 | 23717.0735 | 38486.028 | 10414.3268 | 78.1063 | 76.7935 | 76.5651 | 78.1063 | 0 | 0.51511 | 0.48489 | 0.48489 | 0.78684 | 0.21292 | 1 | 0 | 0.94168 | 1 | 0.97011 | 0.85853 | 1 | 0.95561 | 30503.6142 | 155135.0143 | 26360141023.2741 | 9226049358.1459 | 22337963.28 | 26185066.7869 | 6153.4907 | 1.1158 | 1.1618 | 0.023116 | 0.84605 | 0.78709 | 0.87808 | 1.1657
0.75 | 0.75 | 1750 | 50350.6006 | 26586.8735 | 23763.7271 | 39617.97 | 10720.6306 | 80.4036 | 79.0522 | 78.817 | 80.4036 | 0 | 0.52803 | 0.47197 | 0.47197 | 0.78684 | 0.21292 | 1 | 0 | 0.94777 | 1 | 0.97684 | 0.86034 | 1 | 0.96224 | 29124.3208 | 155441.3181 | 27131230186.9571 | 9495930565.435 | 22994962.2 | 26955215.8101 | 6334.4757 | 1.1486 | 1.196 | 0.023116 | 0.85182 | 0.78864 | 0.87981 | 1.1657
0.75 | 0.75 | 1800 | 51788.8463 | 27978.4657 | 23810.3806 | 40749.912 | 11026.9343 | 82.7008 | 81.3108 | 81.0689 | 82.7008 | 0 | 0.54024 | 0.45976 | 0.45976 | 0.78685 | 0.21292 | 1 | 0 | 0.95385 | 1 | 0.98 | 0.86216 | 1 | 0.96887 | 27730.2559 | 155747.6218 | 27902318518.3376 | 9765811481.4182 | 23651961.12 | 27725364.8332 | 6515.4607 | 1.1814 | 1.2301 | 0.023116 | 0.85759 | 0.7902 | 0.88154 | 1.1657
0.75 | 0.75 | 1850 | 53227.092 | 29370.0579 | 23857.0341 | 41881.854 | 11333.238 | 84.998 | 83.5694 | 83.3208 | 84.998 | 0 | 0.55179 | 0.44821 | 0.44821 | 0.78685 | 0.21292 | 1 | 0 | 0.95994 | 1 | 0.98 | 0.86397 | 1 | 0.9755 | 26336.191 | 156053.9255 | 28673404261.541 | 10035691491.5393 | 24308960.04 | 28495513.8564 | 6696.4458 | 1.2143 | 1.2643 | 0.023116 | 0.86333 | 0.79175 | 0.88327 | 1.1657
0.75 | 0.75 | 1900 | 54665.3377 | 30761.6501 | 23903.6877 | 43013.796 | 11639.5417 | 87.2953 | 85.8281 | 85.5727 | 87.2953 | 0 | 0.56273 | 0.43727 | 0.43727 | 0.78686 | 0.21292 | 1 | 0 | 0.96602 | 1 | 0.98 | 0.86578 | 1 | 0.98213 | 24942.1261 | 156360.2292 | 29444487310.7991 | 10305570558.7797 | 24965958.96 | 29265662.8795 | 6877.4308 | 1.2471 | 1.2985 | 0.023116 | 0.86903 | 0.7933 | 0.88499 | 1.1657
0.75 | 0.75 | 1950 | 56103.5835 | 32153.2423 | 23950.3412 | 44145.738 | 11945.8455 | 89.5925 | 88.0867 | 87.8246 | 89.5925 | 0 | 0.5731 | 0.4269 | 0.4269 | 0.78686 | 0.21292 | 1 | 0 | 0.97211 | 1 | 0.98 | 0.86759 | 1 | 0.98877 | 23543.3048 | 156666.533 | 30215560572.1855 | 10575446200.2649 | 25622957.88 | 30035811.9027 | 7058.4158 | 1.2799 | 1.3326 | 0.023116 | 0.87464 | 0.79486 | 0.88672 | 1.1657
0.75 | 0.75 | 2000 | 57541.8292 | 33544.8344 | 23996.9948 | 45277.68 | 12252.1492 | 91.8898 | 90.3453 | 90.0766 | 91.8898 | 0 | 0.58296 | 0.41704 | 0.41704 | 0.78687 | 0.21293 | 1 | 0 | 0.97819 | 1 | 0.98 | 0.8694 | 1 | 0.9954 | 22141.7624 | 156972.8367 | 30986620818.2484 | 10845317286.3869 | 26279956.8 | 30805960.9258 | 7239.4008 | 1.3127 | 1.3668 | 0.023116 | 0.88011 | 0.79641 | 0.88845 | 1.1658
0.75 | 1 | 0 | 0 | 0 | 0 | 0 | 0 | 0 | 0 | 0 | 0 | 0 | 0 | 0 | 0 | 0 | 0 | 1 | 0 | 0.73134 | 0 | 0.73904 | 0.79812 | 1 | 0.72365 | 62232.0731 | 144720.6875 | 143229131.315 | 50130195.9602 | 0 | 0 | 0 | 0 | 0 | 0 | 0.64693 | 0.73425 | 0.82837
0.75 | 1 | 50 | 1450.2457 | 435.0737 | 1015.172 | 1131.942 | 306.3037 | 13.7634 | 2.259 | 13.7634 | 2.2972 | 0 | 0.3 | 0.7 | 0.7 | 0.78052 | 0.21121 | 1 | 0 | 0.737 | 0 | 0.74529 | 0.79981 | 1 | 0.72978 | 61821.8647 | 145026.9912 | 914325777.6405 | 320014022.1742 | 656998.92 | 770149.0231 | 138.6268 | 0.19662 | 0.03417 | 0.023116 | 0.65272 | 0.7358 | 0.83011 | 6.928
0.75 | 1 | 100 | 2888.4915 | 866.5474 | 2021.944 | 2263.884 | 612.6075 | 15.5269 | 4.5181 | 15.5269 | 4.5945 | 0 | 0.3 | 0.7 | 0.7 | 0.78376 | 0.21209 | 1 | 0 | 0.74267 | 0 | 0.75155 | 0.80151 | 1 | 0.7359 | 61425.7963 | 145333.295 | 1685415209.9041 | 589895323.4664 | 1313997.84 | 1540298.0463 | 277.2536 | 0.22181 | 0.06834 | 0.023116 | 0.65846 | 0.73736 | 0.83186 | 3.9241
0.75 | 1 | 150 | 4326.7372 | 1298.0212 | 3028.716 | 3395.826 | 918.9112 | 17.2903 | 6.7771 | 17.2903 | 6.8917 | 0 | 0.3 | 0.7 | 0.7 | 0.78485 | 0.21238 | 1 | 0 | 0.74833 | 0 | 0.75804 | 0.80321 | 1 | 0.74226 | 61022.7834 | 145639.5987 | 2456504642.1676 | 859776624.7587 | 1970996.76 | 2310447.0694 | 415.8805 | 0.247 | 0.10251 | 0.023116 | 0.6642 | 0.73891 | 0.83361 | 2.9172
0.75 | 1 | 200 | 5764.9829 | 1729.4949 | 4035.488 | 4527.768 | 1225.2149 | 19.0538 | 9.0362 | 19.0538 | 9.189 | 0 | 0.3 | 0.7 | 0.7 | 0.78539 | 0.21253 | 1 | 0 | 0.75413 | 0 | 0.76473 | 0.80491 | 1 | 0.74881 | 60616.6367 | 145945.9024 | 3227594074.4311 | 1129657926.0509 | 2627995.68 | 3080596.0926 | 554.5073 | 0.2722 | 0.13668 | 0.023116 | 0.66994 | 0.74047 | 0.83535 | 2.4127
0.75 | 1 | 250 | 7203.2287 | 2160.9686 | 5042.2601 | 5659.71 | 1531.5187 | 20.8172 | 11.2952 | 20.8172 | 11.4862 | 0 | 0.3 | 0.7 | 0.7 | 0.78572 | 0.21262 | 1 | 0 | 0.76017 | 0 | 0.77142 | 0.8066 | 1 | 0.75536 | 60210.4901 | 146252.2062 | 3998683506.6947 | 1399539227.3431 | 3284994.6 | 3850745.1157 | 693.1341 | 0.29739 | 0.17085 | 0.023116 | 0.67567 | 0.74202 | 0.8371 | 2.1097
0.75 | 1 | 300 | 8641.4744 | 2592.4423 | 6049.0321 | 6791.652 | 1837.8224 | 22.5807 | 13.5543 | 22.5807 | 13.7835 | 0 | 0.3 | 0.7 | 0.7 | 0.78594 | 0.21267 | 1 | 0 | 0.76622 | 0 | 0.77811 | 0.8083 | 1 | 0.76191 | 59804.3435 | 146558.5099 | 4769772938.9582 | 1669420528.6354 | 3941993.52 | 4620894.1389 | 831.7609 | 0.32258 | 0.20502 | 0.023116 | 0.68141 | 0.74357 | 0.83885 | 1.9075
0.75 | 1 | 350 | 10079.7201 | 3023.916 | 7055.8041 | 7923.594 | 2144.1261 | 24.3441 | 15.8133 | 24.3441 | 16.0807 | 0 | 0.3 | 0.7 | 0.7 | 0.78609 | 0.21272 | 1 | 0 | 0.77226 | 0 | 0.7848 | 0.81 | 1 | 0.76846 | 59396.3749 | 146864.8136 | 5540862371.2217 | 1939301829.9276 | 4598992.44 | 5391043.162 | 970.3878 | 0.34777 | 0.23919 | 0.023116 | 0.68715 | 0.74513 | 0.84059 | 1.7631
0.75 | 1 | 400 | 11517.9658 | 3455.3898 | 8062.5761 | 9055.536 | 2450.4298 | 26.1076 | 18.0724 | 26.1076 | 18.378 | 0 | 0.3 | 0.7 | 0.7 | 0.78621 | 0.21275 | 1 | 0 | 0.77831 | 0 | 0.79149 | 0.8117 | 1 | 0.77501 | 58985.0867 | 147171.1173 | 6311951803.4852 | 2209183131.2198 | 5255991.36 | 6161192.1852 | 1109.0146 | 0.37297 | 0.27336 | 0.023116 | 0.69289 | 0.74668 | 0.84234 | 1.6547
0.75 | 1 | 450 | 12956.2116 | 3886.8635 | 9069.3481 | 10187.478 | 2756.7336 | 27.871 | 20.3314 | 27.871 | 20.6752 | 0 | 0.3 | 0.7 | 0.7 | 0.7863 | 0.21277 | 1 | 0 | 0.78435 | 0 | 0.79818 | 0.81339 | 1 | 0.78157 | 58542.3319 | 147477.4211 | 7083041235.7488 | 2479064432.5121 | 5912990.28 | 6931341.2083 | 1247.6414 | 0.39816 | 0.30753 | 0.023116 | 0.69863 | 0.74824 | 0.84408 | 1.5704
0.75 | 1 | 500 | 14394.4573 | 4318.3372 | 10076.1201 | 11319.42 | 3063.0373 | 29.6345 | 22.5905 | 29.6345 | 22.9724 | 0 | 0.3 | 0.7 | 0.7 | 0.78637 | 0.21279 | 1 | 0 | 0.7904 | 0 | 0.80488 | 0.81509 | 1 | 0.78812 | 58095.436 | 147783.7248 | 7854130668.0123 | 2748945733.8043 | 6569989.2 | 7701490.2315 | 1386.2682 | 0.42335 | 0.3417 | 0.023116 | 0.70437 | 0.74979 | 0.84583 | 1.5029
0.75 | 1 | 550 | 15832.703 | 4749.8109 | 11082.8921 | 12451.362 | 3369.341 | 31.3979 | 24.8495 | 31.3979 | 25.2697 | 0 | 0.3 | 0.7 | 0.7 | 0.78643 | 0.21281 | 1 | 0 | 0.79644 | 0 | 0.81157 | 0.81686 | 1 | 0.79467 | 57648.54 | 148090.0285 | 8625220100.2758 | 3018827035.0965 | 7226988.12 | 8471639.2546 | 1524.8951 | 0.44854 | 0.37587 | 0.023116 | 0.7101 | 0.75134 | 0.84758 | 1.4477
0.75 | 1 | 600 | 17270.9488 | 5181.2846 | 12089.6641 | 13583.304 | 3675.6448 | 33.1614 | 27.1086 | 33.1614 | 27.5669 | 0 | 0.3 | 0.7 | 0.7 | 0.78648 | 0.21282 | 1 | 0 | 0.80249 | 0 | 0.81826 | 0.81867 | 1 | 0.80122 | 57201.6441 | 148396.3323 | 9396309532.5394 | 3288708336.3888 | 7883987.04 | 9241788.2777 | 1663.5219 | 0.47373 | 0.41004 | 0.023116 | 0.71584 | 0.7529 | 0.84932 | 1.4016
0.75 | 1 | 650 | 18709.1945 | 5612.7583 | 13096.4361 | 14715.246 | 3981.9485 | 34.9248 | 29.3676 | 34.9248 | 29.8642 | 0 | 0.3 | 0.7 | 0.7 | 0.78652 | 0.21283 | 1 | 0 | 0.80853 | 0 | 0.82495 | 0.82048 | 1 | 0.80777 | 56754.7481 | 148702.636 | 10167398964.8029 | 3558589637.681 | 8540985.96 | 10011937.3009 | 1802.1487 | 0.49893 | 0.44421 | 0.023116 | 0.72158 | 0.75445 | 0.85107 | 1.3627
0.75 | 1 | 700 | 20147.4402 | 6044.2321 | 14103.2082 | 15847.188 | 4288.2522 | 36.6882 | 31.6267 | 36.6882 | 32.1614 | 0 | 0.3 | 0.7 | 0.7 | 0.78656 | 0.21284 | 1 | 0 | 0.81458 | 0 | 0.83164 | 0.82229 | 1 | 0.81433 | 56307.8522 | 149008.9397 | 10938488397.0664 | 3828470938.9732 | 9197984.88 | 10782086.324 | 1940.7755 | 0.52412 | 0.47838 | 0.023116 | 0.72732 | 0.75601 | 0.85281 | 1.3293
0.75 | 1 | 750 | 21585.686 | 6475.7058 | 15109.9802 | 16979.13 | 4594.556 | 38.4517 | 33.8857 | 38.4517 | 34.4587 | 0 | 0.3 | 0.7 | 0.7 | 0.78659 | 0.21285 | 1 | 0 | 0.82062 | 0 | 0.83833 | 0.8241 | 1 | 0.82088 | 55350.357 | 149315.2435 | 11709577829.3299 | 4098352240.2655 | 9854983.8 | 11552235.3472 | 2079.4024 | 0.54931 | 0.51255 | 0.023116 | 0.73306 | 0.75756 | 0.85456 | 1.3004
0.75 | 1 | 800 | 23023.9317 | 6907.1795 | 16116.7522 | 18111.072 | 4900.8597 | 40.2151 | 36.1448 | 40.2151 | 36.7559 | 0 | 0.3 | 0.7 | 0.7 | 0.78662 | 0.21286 | 1 | 0 | 0.82667 | 0 | 0.84502 | 0.82592 | 1 | 0.82743 | 54063.0878 | 149621.5472 | 12480667261.5935 | 4368233541.5577 | 10511982.72 | 12322384.3703 | 2218.0292 | 0.5745 | 0.54672 | 0.023116 | 0.73879 | 0.75911 | 0.85631 | 1.2751
0.75 | 1 | 850 | 24462.1774 | 7338.6532 | 17123.5242 | 19243.014 | 5207.1634 | 41.9786 | 38.4038 | 41.9786 | 39.0532 | 0 | 0.3 | 0.7 | 0.7 | 0.78664 | 0.21287 | 1 | 0 | 0.83272 | 0 | 0.85171 | 0.82773 | 1 | 0.83398 | 52771.6417 | 149927.8509 | 13251756693.857 | 4638114842.8499 | 11168981.64 | 13092533.3935 | 2356.656 | 0.59969 | 0.58089 | 0.023116 | 0.74453 | 0.76067 | 0.85805 | 1.2527
0.75 | 1 | 900 | 25900.4231 | 7770.1269 | 18130.2962 | 20374.956 | 5513.4671 | 43.742 | 40.6629 | 43.742 | 41.3504 | 0 | 0.3 | 0.7 | 0.7 | 0.78666 | 0.21287 | 1 | 0 | 0.83876 | 0 | 0.8584 | 0.82954 | 1 | 0.84053 | 51474.0237 | 150234.1546 | 14022846126.1205 | 4907996144.1422 | 11825980.56 | 13862682.4166 | 2495.2828 | 0.62489 | 0.61506 | 0.023116 | 0.75027 | 0.76222 | 0.8598 | 1.2329
0.75 | 1 | 950 | 27338.6689 | 8201.6007 | 19137.0682 | 21506.898 | 5819.7709 | 45.5055 | 42.9219 | 45.5055 | 43.6476 | 0 | 0.3 | 0.7 | 0.7 | 0.78668 | 0.21288 | 1 | 0 | 0.84481 | 0 | 0.8651 | 0.83135 | 1 | 0.84708 | 50154.5893 | 150540.4584 | 14793935558.3841 | 5177877445.4344 | 12482979.48 | 14632831.4398 | 2633.9097 | 0.65008 | 0.64923 | 0.023116 | 0.75601 | 0.76378 | 0.86155 | 1.2151
0.75 | 1 | 1000 | 28776.9146 | 8633.0744 | 20143.8402 | 22638.84 | 6126.0746 | 47.2689 | 45.181 | 47.2689 | 45.9449 | 0 | 0.3 | 0.7 | 0.7 | 0.7867 | 0.21288 | 1 | 0 | 0.85085 | 0 | 0.87179 | 0.83316 | 1 | 0.85364 | 48834.2732 | 150846.7621 | 15565024990.6476 | 5447758746.7267 | 13139978.4 | 15402980.4629 | 2772.5365 | 0.67527 | 0.6834 | 0.023116 | 0.76175 | 0.76533 | 0.86329 | 1.1991
0.75 | 1 | 1050 | 30215.1603 | 9094.7317 | 21120.4286 | 23770.782 | 6432.3783 | 49.0324 | 47.44 | 49.0324 | 48.2421 | 0 | 0.301 | 0.699 | 0.699 | 0.78672 | 0.21289 | 1 | 0 | 0.8569 | 0 | 0.87848 | 0.83498 | 1 | 0.86019 | 47513.9571 | 151153.0658 | 16336114422.9111 | 5717640048.0189 | 13796977.32 | 16173129.486 | 2911.1633 | 0.70046 | 0.71757 | 0.023116 | 0.76749 | 0.76689 | 0.86504 | 1.1846
0.75 | 1 | 1100 | 31653.4061 | 9785.6687 | 21867.7374 | 24902.724 | 6738.6821 | 50.7958 | 49.6991 | 50.7958 | 50.5394 | 0 | 0.30915 | 0.69085 | 0.69085 | 0.78673 | 0.21289 | 1 | 0 | 0.86294 | 0 | 0.88517 | 0.83679 | 1 | 0.86674 | 46193.6411 | 151459.3696 | 17107203855.1746 | 5987521349.3111 | 14453976.24 | 16943278.5092 | 3049.7901 | 0.72565 | 0.75174 | 0.023116 | 0.77322 | 0.76844 | 0.86678 | 1.1715
0.75 | 1 | 1150 | 33091.6518 | 10682.7457 | 22408.9061 | 26034.666 | 7044.9858 | 52.8366 | 51.9581 | 52.5593 | 52.8366 | 0 | 0.32282 | 0.67718 | 0.67718 | 0.78674 | 0.21289 | 1 | 0 | 0.86899 | 1 | 0.89186 | 0.8386 | 1 | 0.87329 | 44873.325 | 151765.6733 | 17878293287.4382 | 6257402650.6034 | 15110975.16 | 17713427.5323 | 3188.417 | 0.75481 | 0.78591 | 0.023116 | 0.77896 | 0.76999 | 0.86853 | 1.1656
0.75 | 1 | 1200 | 34529.8975 | 11811.5354 | 22718.3621 | 27166.608 | 7351.2895 | 55.1339 | 54.2172 | 54.3227 | 55.1339 | 0 | 0.34207 | 0.65793 | 0.65793 | 0.78676 | 0.2129 | 1 | 0 | 0.87503 | 1 | 0.89855 | 0.84041 | 1 | 0.87984 | 43553.009 | 152071.977 | 18649382719.7017 | 6527283951.8956 | 15767974.08 | 18483576.5555 | 3327.0438 | 0.78763 | 0.82008 | 0.023116 | 0.7847 | 0.77155 | 0.87028 | 1.1656
0.75 | 1 | 1250 | 35968.1433 | 13113.083 | 22855.0603 | 28298.55 | 7657.5933 | 57.4311 | 56.4658 | 56.2979 | 57.4311 | 0 | 0.36457 | 0.63543 | 0.63543 | 0.78677 | 0.2129 | 1 | 0 | 0.88108 | 1 | 0.90524 | 0.84222 | 1 | 0.8864 | 42232.6929 | 152378.2808 | 19420472151.9652 | 6797165253.1878 | 16424973 | 19253725.5786 | 3465.6706 | 0.82044 | 0.85425 | 0.023116 | 0.79044 | 0.7731 | 0.87202 | 1.1656
0.75 | 1 | 1300 | 37406.389 | 14479.725 | 22926.664 | 29430.492 | 7963.897 | 59.7284 | 58.7245 | 58.5498 | 59.7284 | 0 | 0.38709 | 0.61291 | 0.61291 | 0.78678 | 0.2129 | 1 | 0 | 0.88712 | 1 | 0.91193 | 0.84404 | 1 | 0.89295 | 40912.3768 | 152684.5845 | 20191561584.2287 | 7067046554.4801 | 17081971.92 | 20023874.6018 | 3604.2974 | 0.85326 | 0.88842 | 0.023116 | 0.79618 | 0.77466 | 0.87377 | 1.1656
0.75 | 1 | 1350 | 38844.6347 | 15862.3885 | 22982.2462 | 30562.434 | 8270.2007 | 62.0256 | 60.9831 | 60.8017 | 62.0256 | 0 | 0.40835 | 0.59165 | 0.59165 | 0.78679 | 0.2129 | 1 | 0 | 0.89317 | 1 | 0.91863 | 0.84585 | 1 | 0.8995 | 39592.0608 | 152990.8882 | 20962651016.4923 | 7336927855.7723 | 17738970.84 | 20794023.6249 | 3742.9243 | 0.88608 | 0.92259 | 0.023116 | 0.80191 | 0.77621 | 0.87551 | 1.1656
0.75 | 1 | 1400 | 40282.8804 | 17245.0521 | 23037.8283 | 31694.376 | 8576.5044 | 64.3228 | 63.2417 | 63.0536 | 64.3228 | 0 | 0.4281 | 0.5719 | 0.5719 | 0.7868 | 0.21291 | 1 | 0 | 0.89921 | 1 | 0.92532 | 0.84766 | 1 | 0.90605 | 38270.5581 | 153297.1919 | 21733740448.7558 | 7606809157.0645 | 18395969.76 | 21564172.6481 | 3881.5511 | 0.9189 | 0.95676 | 0.023116 | 0.80765 | 0.77776 | 0.87726 | 1.1656
0.75 | 1 | 1450 | 41721.1262 | 18627.7157 | 23093.4105 | 32826.318 | 8882.8082 | 66.6201 | 65.5004 | 65.3055 | 66.6201 | 0 | 0.44648 | 0.55352 | 0.55352 | 0.7868 | 0.21291 | 1 | 0 | 0.90526 | 1 | 0.93201 | 0.84947 | 1 | 0.9126 | 36945.462 | 153603.4957 | 22504829881.0193 | 7876690458.3568 | 19052968.68 | 22334321.6712 | 4020.1779 | 0.95172 | 0.99093 | 0.023116 | 0.81339 | 0.77932 | 0.87901 | 1.1657
0.75 | 1 | 1500 | 43159.3719 | 20015.9976 | 23143.3743 | 33958.26 | 9189.1119 | 68.9173 | 67.759 | 67.5574 | 68.9173 | 0 | 0.46377 | 0.53623 | 0.53623 | 0.78681 | 0.21291 | 1 | 0 | 0.91131 | 1 | 0.9387 | 0.85128 | 1 | 0.91915 | 35605.3289 | 153909.7994 | 23275919313.2829 | 8146571759.649 | 19709967.6 | 23104470.6944 | 4158.8047 | 0.98453 | 1.0251 | 0.023116 | 0.81913 | 0.78087 | 0.88075 | 1.1657
0.75 | 1 | 1550 | 44597.6176 | 21406.0484 | 23191.5692 | 35090.202 | 9495.4156 | 71.2146 | 70.0176 | 69.8093 | 71.2146 | 0 | 0.47998 | 0.52002 | 0.52002 | 0.78682 | 0.21291 | 1 | 0 | 0.91735 | 1 | 0.94539 | 0.8531 | 1 | 0.92571 | 34234.8512 | 154216.1031 | 24047008745.5464 | 8416453060.9412 | 20366966.52 | 23874619.7175 | 4297.4315 | 1.0174 | 1.0593 | 0.023116 | 0.82487 | 0.78243 | 0.8825 | 1.1657
0.75 | 1 | 1600 | 46035.8634 | 22797.8964 | 23237.967 | 36222.144 | 9801.7194 | 73.5118 | 72.2763 | 72.0612 | 73.5118 | 0 | 0.49522 | 0.50478 | 0.50478 | 0.78682 | 0.21291 | 1 | 0 | 0.9234 | 1 | 0.95208 | 0.85491 | 1 | 0.93226 | 32864.3734 | 154522.4069 | 24818098177.8099 | 8686334362.2335 | 21023965.44 | 24644768.7406 | 4436.0584 | 1.0502 | 1.0934 | 0.023116 | 0.8306 | 0.78398 | 0.88425 | 1.1657
0.75 | 1 | 1650 | 47474.1091 | 24190.2534 | 23283.8557 | 37354.086 | 10108.0231 | 75.8091 | 74.5349 | 74.3132 | 75.8091 | 0 | 0.50955 | 0.49045 | 0.49045 | 0.78683 | 0.21292 | 1 | 0 | 0.92944 | 1 | 0.95877 | 0.85672 | 1 | 0.93881 | 31493.8957 | 154828.7106 | 25589187610.0734 | 8956215663.5257 | 21680964.36 | 25414917.7638 | 4574.6852 | 1.083 | 1.1276 | 0.023116 | 0.83634 | 0.78553 | 0.88599 | 1.1657
0.75 | 1 | 1700 | 48912.3548 | 25582.6104 | 23329.7444 | 38486.028 | 10414.3268 | 78.1063 | 76.7935 | 76.5651 | 78.1063 | 0 | 0.52303 | 0.47697 | 0.47697 | 0.78684 | 0.21292 | 1 | 0 | 0.93549 | 1 | 0.96546 | 0.85853 | 1 | 0.94536 | 30123.418 | 155135.0143 | 26360277042.337 | 9226096964.8179 | 22337963.28 | 26185066.7869 | 4713.312 | 1.1158 | 1.1618 | 0.023116 | 0.84208 | 0.78709 | 0.88774 | 1.1657
0.75 | 1 | 1750 | 50350.6006 | 26974.9674 | 23375.6332 | 39617.97 | 10720.6306 | 80.4036 | 79.0522 | 78.817 | 80.4036 | 0 | 0.53574 | 0.46426 | 0.46426 | 0.78684 | 0.21292 | 1 | 0 | 0.94153 | 1 | 0.97215 | 0.86034 | 1 | 0.95191 | 28736.7918 | 155441.3181 | 27131366474.6005 | 9495978266.1102 | 22994962.2 | 26955215.8101 | 4851.9388 | 1.1486 | 1.196 | 0.023116 | 0.84782 | 0.78864 | 0.88948 | 1.1657
0.75 | 1 | 1800 | 51788.8463 | 28367.3244 | 23421.5219 | 40749.912 | 11026.9343 | 82.7008 | 81.3108 | 81.0689 | 82.7008 | 0 | 0.54775 | 0.45225 | 0.45225 | 0.78685 | 0.21292 | 1 | 0 | 0.94758 | 1 | 0.97885 | 0.86216 | 1 | 0.95847 | 27341.9611 | 155747.6218 | 27902455906.864 | 9765859567.4024 | 23651961.12 | 27725364.8332 | 4990.5657 | 1.1814 | 1.2301 | 0.023116 | 0.85356 | 0.7902 | 0.89123 | 1.1657
0.75 | 1 | 1850 | 53227.092 | 29759.6814 | 23467.4106 | 41881.854 | 11333.238 | 84.998 | 83.5694 | 83.3208 | 84.998 | 0 | 0.55911 | 0.44089 | 0.44089 | 0.78685 | 0.21292 | 1 | 0 | 0.95362 | 1 | 0.98 | 0.86397 | 1 | 0.96502 | 25947.1305 | 156053.9255 | 28673543979.7029 | 10035740392.896 | 24308960.04 | 28495513.8564 | 5129.1925 | 1.2143 | 1.2643 | 0.023116 | 0.85928 | 0.79175 | 0.89298 | 1.1657
0.75 | 1 | 1900 | 54665.3377 | 31152.0384 | 23513.2994 | 43013.796 | 11639.5417 | 87.2953 | 85.8281 | 85.5727 | 87.2953 | 0 | 0.56987 | 0.43013 | 0.43013 | 0.78686 | 0.21292 | 1 | 0 | 0.95967 | 1 | 0.98 | 0.86578 | 1 | 0.97157 | 24552.2998 | 156360.2292 | 29444628957.8721 | 10305620135.2552 | 24965958.96 | 29265662.8795 | 5267.8193 | 1.2471 | 1.2985 | 0.023116 | 0.86497 | 0.7933 | 0.89472 | 1.1657
0.75 | 1 | 1950 | 56103.5835 | 32544.3954 | 23559.1881 | 44145.738 | 11945.8455 | 89.5925 | 88.0867 | 87.8246 | 89.5925 | 0 | 0.58008 | 0.41992 | 0.41992 | 0.78686 | 0.21292 | 1 | 0 | 0.96571 | 1 | 0.98 | 0.86759 | 1 | 0.97812 | 23150.6955 | 156666.533 | 30215710731.3459 | 10575498755.9711 | 25622957.88 | 30035811.9027 | 5406.4461 | 1.2799 | 1.3326 | 0.023116 | 0.87063 | 0.79486 | 0.89647 | 1.1657
0.75 | 1 | 2000 | 57541.8292 | 33936.7524 | 23605.0768 | 45277.68 | 12252.1492 | 91.8898 | 90.3453 | 90.0766 | 91.8898 | 0 | 0.58978 | 0.41022 | 0.41022 | 0.78687 | 0.21293 | 1 | 0 | 0.97176 | 1 | 0.98 | 0.8694 | 1 | 0.98467 | 21748.3832 | 156972.8367 | 30986780857.7055 | 10845373300.1969 | 26279956.8 | 30805960.9258 | 5545.073 | 1.3127 | 1.3668 | 0.023116 | 0.87617 | 0.79641 | 0.89821 | 1.1658
1 | 0 | 0 | 0 | 0 | 0 | 0 | 0 | 0 | 0 | 0 | 0 | 0 | 0 | 0 | 0 | 0 | 0 | 1 | 0 | 0.75345 | 0 | 0.75602 | 0.80007 | 1 | 0.75873 | 64338.3121 | 143952.7054 | 141831784.4706 | 49641124.5647 | 0 | 0 | 0 | 0 | 0 | 0 | 0.65388 | 0.73035 | 0.79081
1 | 0 | 50 | 1445.9652 | 433.7896 | 1012.1757 | 1128.5731 | 305.3921 | 13.763 | 2.2459 | 13.763 | 2.3023 | 0 | 0.3 | 0.7 | 0.7 | 0.7805 | 0.2112 | 1 | 0 | 0.75968 | 0 | 0.76289 | 0.80188 | 1 | 0.76563 | 63977.2603 | 144258.0975 | 910632457.0646 | 318721359.9726 | 656998.92 | 767856.9192 | 307.1428 | 0.19661 | 0.034246 | 0.023116 | 0.65979 | 0.7319 | 0.79248 | 6.9483
1 | 0 | 100 | 2879.9305 | 863.9791 | 2015.9513 | 2257.1463 | 610.7842 | 15.5261 | 4.4918 | 15.5261 | 4.6046 | 0 | 0.3 | 0.7 | 0.7 | 0.78375 | 0.21208 | 1 | 0 | 0.7659 | 0 | 0.76977 | 0.8037 | 1 | 0.77253 | 63611.7265 | 144563.4896 | 1679425915.5966 | 587799070.4588 | 1313997.84 | 1535713.8384 | 614.2855 | 0.2218 | 0.068491 | 0.023116 | 0.66565 | 0.73345 | 0.79415 | 3.9355
1 | 0 | 150 | 4313.8957 | 1294.1687 | 3019.727 | 3385.7194 | 916.1763 | 17.2891 | 6.7377 | 17.2891 | 6.907 | 0 | 0.3 | 0.7 | 0.7 | 0.78484 | 0.21238 | 1 | 0 | 0.77212 | 0 | 0.77664 | 0.80552 | 1 | 0.77943 | 63217.5615 | 144868.8818 | 2448219374.1286 | 856876780.945 | 1970996.76 | 2303570.7576 | 921.4283 | 0.24699 | 0.10274 | 0.023116 | 0.67151 | 0.735 | 0.79583 | 2.9257
1 | 0 | 200 | 5747.861 | 1724.3583 | 4023.5027 | 4514.2925 | 1221.5685 | 19.0521 | 8.9836 | 19.0521 | 9.2093 | 0 | 0.3 | 0.7 | 0.7 | 0.78539 | 0.21253 | 1 | 0 | 0.77834 | 0 | 0.78351 | 0.80733 | 1 | 0.78633 | 62823.3964 | 145174.2739 | 3217012832.6606 | 1125954491.4312 | 2627995.68 | 3071427.6768 | 1228.5711 | 0.27217 | 0.13698 | 0.023116 | 0.67738 | 0.73655 | 0.7975 | 2.4197
1 | 0 | 250 | 7181.8262 | 2154.5479 | 5027.2784 | 5642.8657 | 1526.9606 | 20.8151 | 11.2296 | 20.8151 | 11.5116 | 0 | 0.3 | 0.7 | 0.7 | 0.78571 | 0.21261 | 1 | 0 | 0.78457 | 0 | 0.79039 | 0.80915 | 1 | 0.79322 | 62429.2314 | 145479.666 | 3985806291.1926 | 1395032201.9174 | 3284994.6 | 3839284.5961 | 1535.7138 | 0.29736 | 0.17123 | 0.023116 | 0.68324 | 0.7381 | 0.79917 | 2.1158
1 | 0 | 300 | 8615.7915 | 2584.7374 | 6031.054 | 6771.4388 | 1832.3527 | 22.5782 | 13.4755 | 22.5782 | 13.8139 | 0 | 0.3 | 0.7 | 0.7 | 0.78593 | 0.21267 | 1 | 0 | 0.79079 | 0 | 0.79726 | 0.81096 | 1 | 0.80012 | 62035.0664 | 145785.0581 | 4754599749.7245 | 1664109912.4036 | 3941993.52 | 4607141.5153 | 1842.8566 | 0.32255 | 0.20547 | 0.023116 | 0.6891 | 0.73965 | 0.80084 | 1.913
1 | 0 | 350 | 10049.7567 | 3014.927 | 7034.8297 | 7900.0119 | 2137.7448 | 24.3412 | 15.7214 | 24.3412 | 16.1163 | 0 | 0.3 | 0.7 | 0.7 | 0.78609 | 0.21272 | 1 | 0 | 0.79701 | 0 | 0.80413 | 0.81278 | 1 | 0.80702 | 61640.9013 | 146090.4502 | 5523393208.2565 | 1933187622.8898 | 4598992.44 | 5374998.4345 | 2149.9994 | 0.34773 | 0.23972 | 0.023116 | 0.69497 | 0.7412 | 0.80251 | 1.7681
1 | 0 | 400 | 11483.722 | 3445.1166 | 8038.6054 | 9028.5851 | 2443.1369 | 26.1042 | 17.9673 | 26.1042 | 18.4186 | 0 | 0.3 | 0.7 | 0.7 | 0.78621 | 0.21275 | 1 | 0 | 0.80323 | 0 | 0.811 | 0.8146 | 1 | 0.81392 | 61246.7363 | 146395.8423 | 6292186666.7885 | 2202265333.376 | 5255991.36 | 6142855.3537 | 2457.1421 | 0.37292 | 0.27397 | 0.023116 | 0.70083 | 0.74275 | 0.80418 | 1.6594
1 | 0 | 450 | 12917.6872 | 3875.3062 | 9042.3811 | 10157.1582 | 2748.529 | 27.8672 | 20.2132 | 27.8672 | 20.7209 | 0 | 0.3 | 0.7 | 0.7 | 0.7863 | 0.21277 | 1 | 0 | 0.80946 | 0 | 0.81788 | 0.81641 | 1 | 0.82081 | 60852.5712 | 146701.2344 | 7060980125.3205 | 2471343043.8622 | 5912990.28 | 6910712.2729 | 2764.2849 | 0.3981 | 0.30821 | 0.023116 | 0.70669 | 0.7443 | 0.80585 | 1.5748
1 | 0 | 500 | 14351.6525 | 4305.4957 | 10046.1567 | 11285.7313 | 3053.9211 | 29.6303 | 22.4591 | 29.6303 | 23.0232 | 0 | 0.3 | 0.7 | 0.7 | 0.78637 | 0.21279 | 1 | 0 | 0.81568 | 0 | 0.82475 | 0.81823 | 1 | 0.82771 | 60455.253 | 147006.6266 | 7829773583.8525 | 2740420754.3484 | 6569989.2 | 7678569.1921 | 3071.4277 | 0.42329 | 0.34246 | 0.023116 | 0.71255 | 0.74585 | 0.80752 | 1.5072
1 | 0 | 550 | 15785.6177 | 4735.6853 | 11049.9324 | 12414.3045 | 3359.3133 | 31.3933 | 24.705 | 31.3933 | 25.3256 | 0 | 0.3 | 0.7 | 0.7 | 0.78643 | 0.21281 | 1 | 0 | 0.8219 | 0 | 0.83162 | 0.82004 | 1 | 0.83461 | 60051.0689 | 147312.0187 | 8598567042.3845 | 3009498464.8346 | 7226988.12 | 8446426.1113 | 3378.5704 | 0.44848 | 0.3767 | 0.023116 | 0.71842 | 0.7474 | 0.8092 | 1.4518
1 | 0 | 600 | 17219.583 | 5165.8749 | 12053.7081 | 13542.8776 | 3664.7054 | 33.1563 | 26.9509 | 33.1563 | 27.6279 | 0 | 0.3 | 0.7 | 0.7 | 0.78648 | 0.21282 | 1 | 0 | 0.82812 | 0 | 0.8385 | 0.82186 | 1 | 0.84151 | 59644.4408 | 147617.4108 | 9367360500.9165 | 3278576175.3208 | 7883987.04 | 9214283.0305 | 3685.7132 | 0.47366 | 0.41095 | 0.023116 | 0.72428 | 0.74895 | 0.81087 | 1.4056
1 | 0 | 650 | 18653.5482 | 5596.0645 | 13057.4838 | 14671.4507 | 3970.0975 | 34.9194 | 29.1968 | 34.9194 | 29.9302 | 0 | 0.3 | 0.7 | 0.7 | 0.78652 | 0.21283 | 1 | 0 | 0.83435 | 0 | 0.84537 | 0.82368 | 1 | 0.84841 | 59208.763 | 147922.8029 | 10136153959.4485 | 3547653885.807 | 8540985.96 | 9982139.9498 | 3992.856 | 0.49885 | 0.44519 | 0.023116 | 0.73014 | 0.7505 | 0.81254 | 1.3666
1 | 0 | 700 | 20087.5135 | 6026.254 | 14061.2594 | 15800.0239 | 4275.4896 | 36.6824 | 31.4428 | 36.6824 | 32.2325 | 0 | 0.3 | 0.7 | 0.7 | 0.78656 | 0.21284 | 1 | 0 | 0.84057 | 0 | 0.85224 | 0.82549 | 1 | 0.8553 | 58764.1183 | 148228.195 | 10904947417.9804 | 3816731596.2932 | 9197984.88 | 10749996.869 | 4299.9987 | 0.52403 | 0.47944 | 0.023116 | 0.73601 | 0.75205 | 0.81421 | 1.3331
1 | 0 | 750 | 21521.4787 | 6456.4436 | 15065.0351 | 16928.597 | 4580.8817 | 38.4454 | 33.6887 | 38.4454 | 34.5349 | 0 | 0.3 | 0.7 | 0.7 | 0.78659 | 0.21285 | 1 | 0 | 0.84679 | 0 | 0.85912 | 0.82731 | 1 | 0.8622 | 58319.4736 | 148533.5871 | 11673740876.5124 | 4085809306.7793 | 9854983.8 | 11517853.7882 | 4607.1415 | 0.54922 | 0.51368 | 0.023116 | 0.74187 | 0.7536 | 0.81588 | 1.3041
1 | 0 | 800 | 22955.444 | 6886.6332 | 16068.8108 | 18057.1701 | 4886.2738 | 40.2084 | 35.9346 | 40.2084 | 36.8372 | 0 | 0.3 | 0.7 | 0.7 | 0.78662 | 0.21286 | 1 | 0 | 0.85301 | 0 | 0.86599 | 0.82912 | 1 | 0.8691 | 57874.8289 | 148838.9792 | 12442534335.0444 | 4354887017.2655 | 10511982.72 | 12285710.7074 | 4914.2843 | 0.57441 | 0.54793 | 0.023116 | 0.74773 | 0.75514 | 0.81755 | 1.2787
1 | 0 | 850 | 24389.4092 | 7316.8228 | 17072.5865 | 19185.7433 | 5191.6659 | 41.9715 | 38.1805 | 41.9715 | 39.1395 | 0 | 0.3 | 0.7 | 0.7 | 0.78664 | 0.21287 | 1 | 0 | 0.85924 | 0 | 0.87286 | 0.83094 | 1 | 0.876 | 57430.1843 | 149144.3714 | 13211327793.5764 | 4623964727.7517 | 11168981.64 | 13053567.6266 | 5221.4271 | 0.59959 | 0.58218 | 0.023116 | 0.75359 | 0.75669 | 0.81922 | 1.2562
1 | 0 | 900 | 25823.3745 | 7747.0123 | 18076.3621 | 20314.3164 | 5497.0581 | 43.7345 | 40.4264 | 43.7345 | 41.4418 | 0 | 0.3 | 0.7 | 0.7 | 0.78666 | 0.21287 | 1 | 0 | 0.86546 | 0 | 0.87974 | 0.83276 | 1 | 0.88289 | 56985.5396 | 149449.7635 | 13980121252.1084 | 4893042438.2379 | 11825980.56 | 13821424.5458 | 5528.5698 | 0.62478 | 0.61642 | 0.023116 | 0.75946 | 0.75824 | 0.8209 | 1.2363
1 | 0 | 950 | 27257.3397 | 8177.2019 | 19080.1378 | 21442.8896 | 5802.4502 | 45.4975 | 42.6723 | 45.4975 | 43.7442 | 0 | 0.3 | 0.7 | 0.7 | 0.78668 | 0.21288 | 1 | 0 | 0.87168 | 0 | 0.88661 | 0.83457 | 1 | 0.88979 | 56540.8949 | 149755.1556 | 14748914710.6404 | 5162120148.7241 | 12482979.48 | 14589281.465 | 5835.7126 | 0.64996 | 0.65067 | 0.023116 | 0.76532 | 0.75979 | 0.82257 | 1.2185
1 | 0 | 1000 | 28691.305 | 8607.3915 | 20083.9135 | 22571.4627 | 6107.8423 | 47.2605 | 44.9182 | 47.2605 | 46.0465 | 0 | 0.3 | 0.7 | 0.7 | 0.7867 | 0.21288 | 1 | 0 | 0.8779 | 0 | 0.89348 | 0.83639 | 1 | 0.89669 | 55615.764 | 150060.5477 | 15517708169.1723 | 5431197859.2103 | 13139978.4 | 15357138.3842 | 6142.8554 | 0.67515 | 0.68491 | 0.023116 | 0.77118 | 0.76134 | 0.82424 | 1.2025
1 | 0 | 1050 | 30125.2702 | 9037.5811 | 21087.6892 | 23700.0358 | 6413.2344 | 49.0236 | 47.1641 | 49.0236 | 48.3488 | 0 | 0.3 | 0.7 | 0.7 | 0.78672 | 0.21289 | 1 | 0 | 0.88413 | 0 | 0.90035 | 0.8382 | 1 | 0.90359 | 54325.1228 | 150365.9398 | 16286501627.7043 | 5700275569.6965 | 13796977.32 | 16124995.3035 | 6449.9981 | 0.70034 | 0.71916 | 0.023116 | 0.77705 | 0.76289 | 0.82591 | 1.1879
1 | 0 | 1100 | 31559.2355 | 9473.476 | 22085.7595 | 24828.609 | 6718.6265 | 50.7866 | 49.41 | 50.7866 | 50.6511 | 0 | 0.30018 | 0.69982 | 0.69982 | 0.78673 | 0.21289 | 1 | 0 | 0.89035 | 0 | 0.90723 | 0.84002 | 1 | 0.91049 | 53023.9849 | 150671.3319 | 17055295086.2363 | 5969353280.1827 | 14453976.24 | 16892852.2227 | 6757.1409 | 0.72552 | 0.7534 | 0.023116 | 0.78291 | 0.76444 | 0.82758 | 1.1748
1 | 0 | 1150 | 32993.2007 | 10065.8226 | 22927.3781 | 25957.1821 | 7024.0186 | 52.9535 | 51.656 | 52.5496 | 52.9535 | 0 | 0.30509 | 0.69491 | 0.69491 | 0.78674 | 0.21289 | 1 | 0 | 0.89657 | 1 | 0.9141 | 0.84184 | 1 | 0.91738 | 51710.8218 | 150976.724 | 17824088544.7683 | 6238430990.6689 | 15110975.16 | 17660709.1419 | 7064.2837 | 0.75648 | 0.78765 | 0.023116 | 0.78877 | 0.76599 | 0.82925 | 1.1716
1 | 0 | 1200 | 34427.166 | 10856.5128 | 23570.6531 | 27085.7552 | 7329.4107 | 55.2558 | 53.9019 | 54.3127 | 55.2558 | 0 | 0.31535 | 0.68465 | 0.68465 | 0.78676 | 0.2129 | 1 | 0 | 0.90279 | 1 | 0.92097 | 0.84365 | 1 | 0.92428 | 50397.6588 | 151282.1162 | 18592882003.3003 | 6507508701.1551 | 15767974.08 | 18428566.0611 | 7371.4264 | 0.78937 | 0.8219 | 0.023116 | 0.79463 | 0.76754 | 0.83092 | 1.1717
1 | 0 | 1250 | 35861.1312 | 11853.9661 | 24007.1651 | 28214.3284 | 7634.8029 | 57.5581 | 56.1458 | 56.22 | 57.5581 | 0 | 0.33055 | 0.66945 | 0.66945 | 0.78677 | 0.2129 | 1 | 0 | 0.90902 | 1 | 0.92785 | 0.84547 | 1 | 0.93118 | 49084.4958 | 151587.5083 | 19361675461.8323 | 6776586411.6413 | 16424973 | 19196422.9803 | 7678.5692 | 0.82226 | 0.85614 | 0.023116 | 0.8005 | 0.76909 | 0.83259 | 1.1717
1 | 0 | 1300 | 37295.0965 | 13053.0586 | 24242.0378 | 29342.9015 | 7940.195 | 59.8604 | 58.3917 | 58.4688 | 59.8604 | 0 | 0.34999 | 0.65001 | 0.65001 | 0.78678 | 0.2129 | 1 | 0 | 0.91524 | 1 | 0.93472 | 0.84728 | 1 | 0.93808 | 47771.3328 | 151892.9004 | 20130468920.3643 | 7045664122.1275 | 17081971.92 | 19964279.8995 | 7985.712 | 0.85515 | 0.89039 | 0.023116 | 0.80636 | 0.77064 | 0.83427 | 1.1717
1 | 0 | 1350 | 38729.0617 | 14373.1309 | 24355.9308 | 30471.4746 | 8245.5871 | 62.1627 | 60.6375 | 60.7176 | 62.1627 | 0 | 0.37112 | 0.62888 | 0.62888 | 0.78679 | 0.2129 | 1 | 0 | 0.92146 | 1 | 0.94159 | 0.8491 | 1 | 0.94498 | 46458.1697 | 152198.2925 | 20899262378.8963 | 7314741832.6137 | 17738970.84 | 20732136.8187 | 8292.8547 | 0.88804 | 0.92463 | 0.023116 | 0.81222 | 0.77219 | 0.83594 | 1.1717
1 | 0 | 1400 | 40163.027 | 15741.6778 | 24421.3492 | 31600.0478 | 8550.9792 | 64.4651 | 62.8833 | 62.9664 | 64.4651 | 0 | 0.39194 | 0.60806 | 0.60806 | 0.78679 | 0.21291 | 1 | 0 | 0.92768 | 1 | 0.94847 | 0.85092 | 1 | 0.95187 | 45144.5421 | 152503.6846 | 21668055837.4282 | 7583819543.0999 | 18395969.76 | 21499993.7379 | 8599.9975 | 0.92093 | 0.95888 | 0.023116 | 0.81808 | 0.77374 | 0.83761 | 1.1717
1 | 0 | 1450 | 41596.9922 | 17119.9715 | 24477.0207 | 32728.6209 | 8856.3713 | 66.7674 | 65.1292 | 65.2152 | 66.7674 | 0 | 0.41157 | 0.58843 | 0.58843 | 0.7868 | 0.21291 | 1 | 0 | 0.93391 | 1 | 0.95534 | 0.85273 | 1 | 0.95877 | 43828.9899 | 152809.0767 | 22436849295.9602 | 7852897253.5861 | 19052968.68 | 22267850.6571 | 8907.1403 | 0.95382 | 0.99312 | 0.023116 | 0.82395 | 0.77529 | 0.83928 | 1.1717
1 | 0 | 1500 | 43030.9575 | 18498.2652 | 24532.6923 | 33857.194 | 9161.7634 | 69.0697 | 67.375 | 67.464 | 69.0697 | 0 | 0.42988 | 0.57012 | 0.57012 | 0.78681 | 0.21291 | 1 | 0 | 0.94013 | 1 | 0.96221 | 0.85455 | 1 | 0.96567 | 42513.4378 | 153114.4688 | 23205642754.4922 | 8121974964.0723 | 19709967.6 | 23035707.5764 | 9214.283 | 0.98671 | 1.0274 | 0.023116 | 0.82981 | 0.77684 | 0.84095 | 1.1717
1 | 0 | 1550 | 44464.9227 | 19876.3728 | 24588.5499 | 34985.7672 | 9467.1555 | 71.372 | 69.6208 | 69.7128 | 71.372 | 0 | 0.44701 | 0.55299 | 0.55299 | 0.78682 | 0.21291 | 1 | 0 | 0.94635 | 1 | 0.96909 | 0.85636 | 1 | 0.97257 | 41197.8857 | 153419.861 | 23974436213.0242 | 8391052674.5585 | 20366966.52 | 23803564.4956 | 9521.4258 | 1.0196 | 1.0616 | 0.023116 | 0.83567 | 0.77839 | 0.84262 | 1.1717
1 | 0 | 1600 | 45898.888 | 21254.3107 | 24644.5772 | 36114.3403 | 9772.5477 | 73.6744 | 71.8666 | 71.9616 | 73.6744 | 0 | 0.46307 | 0.53693 | 0.53693 | 0.78682 | 0.21291 | 1 | 0 | 0.95257 | 1 | 0.97596 | 0.85818 | 1 | 0.97946 | 39882.3335 | 153725.2531 | 24743229671.5562 | 8660130385.0447 | 21023965.44 | 24571421.4148 | 9828.5686 | 1.0525 | 1.0959 | 0.023116 | 0.84154 | 0.77994 | 0.84429 | 1.1718
1 | 0 | 1650 | 47332.8532 | 22634.6183 | 24698.2349 | 37242.9134 | 10077.9398 | 75.9767 | 74.1125 | 74.2104 | 75.9767 | 0 | 0.4782 | 0.5218 | 0.5218 | 0.78683 | 0.21292 | 1 | 0 | 0.9588 | 1 | 0.98 | 0.86 | 1 | 0.98636 | 38566.7814 | 154030.6452 | 25512022766.5107 | 8929207968.2787 | 21680964.36 | 25339278.334 | 10135.7113 | 1.0854 | 1.1301 | 0.023116 | 0.8474 | 0.78148 | 0.84596 | 1.1718
1 | 0 | 1700 | 48766.8185 | 24017.4765 | 24749.3419 | 38371.4866 | 10383.3319 | 78.279 | 76.3583 | 76.4592 | 78.279 | 0 | 0.4925 | 0.5075 | 0.5075 | 0.78684 | 0.21292 | 1 | 0 | 0.96502 | 1 | 0.98 | 0.86181 | 1 | 0.99326 | 37251.2293 | 154336.0373 | 26280815337.2469 | 9198285368.0364 | 22337963.28 | 26107135.2532 | 10442.8541 | 1.1183 | 1.1644 | 0.023116 | 0.85325 | 0.78303 | 0.84764 | 1.1718
1 | 0 | 1750 | 50200.7837 | 25401.0147 | 24799.769 | 39500.0597 | 10688.724 | 80.5813 | 78.6041 | 78.708 | 80.5813 | 0 | 0.50599 | 0.49401 | 0.49401 | 0.78684 | 0.21292 | 1 | 0 | 0.97124 | 1 | 0.98 | 0.86363 | 1 | 1 | 35935.737 | 154641.4294 | 27049606512.0209 | 9467362279.2073 | 22994962.2 | 26874992.1724 | 10749.9969 | 1.1512 | 1.1986 | 0.023116 | 0.85909 | 0.78458 | 0.84931 | 1.1718
1 | 0 | 1800 | 51634.749 | 26786.1781 | 24848.5708 | 40628.6328 | 10994.1161 | 82.8837 | 80.85 | 80.9568 | 82.8837 | 0 | 0.51876 | 0.48124 | 0.48124 | 0.78685 | 0.21292 | 1 | 0 | 0.97746 | 1 | 0.98 | 0.86544 | 1 | 1 | 34584.7566 | 154946.8215 | 27818396259.754 | 9736438690.9139 | 23651961.12 | 27642849.0916 | 11057.1396 | 1.1841 | 1.2328 | 0.023116 | 0.86491 | 0.78613 | 0.85098 | 1.1718
1 | 0 | 1850 | 53068.7142 | 28171.3415 | 24897.3727 | 41757.206 | 11299.5082 | 85.186 | 83.0958 | 83.2056 | 85.186 | 0 | 0.53085 | 0.46915 | 0.46915 | 0.78685 | 0.21292 | 1 | 0 | 0.98369 | 1 | 0.98 | 0.86726 | 1 | 1 | 33226.4049 | 155252.2136 | 28587180803.094 | 10005513281.0829 | 24308960.04 | 28410706.0108 | 11364.2824 | 1.2169 | 1.2671 | 0.023116 | 0.87068 | 0.78768 | 0.85265 | 1.1718
1 | 0 | 1900 | 54502.6794 | 29556.5049 | 24946.1746 | 42885.7791 | 11604.9003 | 87.4883 | 85.3416 | 85.4544 | 87.4883 | 0 | 0.54229 | 0.45771 | 0.45771 | 0.78686 | 0.21292 | 1 | 0 | 0.98991 | 1 | 0.98 | 0.86908 | 1 | 1 | 31872.4995 | 155557.6058 | 29355956614.0679 | 10274584814.9238 | 24965958.96 | 29178562.9301 | 11671.4252 | 1.2498 | 1.3013 | 0.023116 | 0.87635 | 0.78923 | 0.85432 | 1.1718
1 | 0 | 1950 | 55936.6447 | 30941.6683 | 24994.9764 | 44014.3522 | 11910.2925 | 89.7906 | 87.5875 | 87.7032 | 89.7906 | 0 | 0.55316 | 0.44684 | 0.44684 | 0.78686 | 0.21292 | 1 | 0 | 0.99613 | 1 | 0.98 | 0.87089 | 1 | 1 | 30526.7014 | 155862.9979 | 30124715607.2717 | 10543650462.5451 | 25622957.88 | 29946419.8493 | 11978.5679 | 1.2827 | 1.3356 | 0.023116 | 0.88185 | 0.79078 | 0.85599 | 1.1718
1 | 0 | 2000 | 57370.6099 | 32326.8317 | 25043.7783 | 45142.9254 | 12215.6846 | 92.093 | 89.8333 | 89.952 | 92.093 | 0 | 0.56347 | 0.43653 | 0.43653 | 0.78687 | 0.21293 | 1 | 0 | 1.0024 | 1 | 0.98 | 0.87271 | 1 | 1 | 29198.6396 | 156168.39 | 30893454688.8105 | 10812709141.0837 | 26279956.8 | 30714276.7685 | 12285.7107 | 1.3156 | 1.3698 | 0.023116 | 0.88713 | 0.79233 | 0.85766 | 1.1718
1 | 0.25 | 0 | 0 | 0 | 0 | 0 | 0 | 0 | 0 | 0 | 0 | 0 | 0 | 0 | 0 | 0 | 0 | 1 | 0 | 0.7484 | 0 | 0.75258 | 0.80007 | 1 | 0.75051 | 64246.7021 | 143952.7054 | 141957996.1993 | 49685298.6698 | 0 | 0 | 0 | 0 | 0 | 0 | 0.651 | 0.73035 | 0.79847
1 | 0.25 | 50 | 1445.9652 | 433.7896 | 1012.1757 | 1128.5731 | 305.3921 | 13.763 | 2.2459 | 13.763 | 2.3023 | 0 | 0.3 | 0.7 | 0.7 | 0.7805 | 0.2112 | 1 | 0 | 0.75458 | 0 | 0.75941 | 0.80188 | 1 | 0.75732 | 63885.4606 | 144258.0975 | 910758936.5721 | 318765627.8002 | 656998.92 | 767856.9192 | 264.9106 | 0.19661 | 0.034246 | 0.023116 | 0.65688 | 0.7319 | 0.80015 | 6.9483
1 | 0.25 | 100 | 2879.9305 | 863.9791 | 2015.9513 | 2257.1463 | 610.7842 | 15.5261 | 4.4918 | 15.5261 | 4.6046 | 0 | 0.3 | 0.7 | 0.7 | 0.78375 | 0.21208 | 1 | 0 | 0.76076 | 0 | 0.76624 | 0.8037 | 1 | 0.76414 | 63508.1079 | 144563.4896 | 1679552662.8828 | 587843432.009 | 1313997.84 | 1535713.8384 | 529.8213 | 0.2218 | 0.068491 | 0.023116 | 0.6627 | 0.73345 | 0.80184 | 3.9355
1 | 0.25 | 150 | 4313.8957 | 1294.1687 | 3019.727 | 3385.7194 | 916.1763 | 17.2891 | 6.7377 | 17.2891 | 6.907 | 0 | 0.3 | 0.7 | 0.7 | 0.78484 | 0.21238 | 1 | 0 | 0.76694 | 0 | 0.77307 | 0.80552 | 1 | 0.77095 | 63113.7269 | 144868.8818 | 2448346389.1935 | 856921236.2177 | 1970996.76 | 2303570.7576 | 794.7319 | 0.24699 | 0.10274 | 0.023116 | 0.66853 | 0.735 | 0.80353 | 2.9257
1 | 0.25 | 200 | 5747.861 | 1724.3583 | 4023.5027 | 4514.2925 | 1221.5685 | 19.0521 | 8.9836 | 19.0521 | 9.2093 | 0 | 0.3 | 0.7 | 0.7 | 0.78539 | 0.21253 | 1 | 0 | 0.77312 | 0 | 0.7799 | 0.80733 | 1 | 0.77776 | 62719.3459 | 145174.2739 | 3217140115.5042 | 1125999040.4265 | 2627995.68 | 3071427.6768 | 1059.6425 | 0.27217 | 0.13698 | 0.023116 | 0.67436 | 0.73655 | 0.80521 | 2.4197
1 | 0.25 | 250 | 7181.8262 | 2154.5479 | 5027.2784 | 5642.8657 | 1526.9606 | 20.8151 | 11.2296 | 20.8151 | 11.5116 | 0 | 0.3 | 0.7 | 0.7 | 0.78571 | 0.21261 | 1 | 0 | 0.7793 | 0 | 0.78673 | 0.80915 | 1 | 0.78457 | 62324.965 | 145479.666 | 3985933841.815 | 1395076844.6352 | 3284994.6 | 3839284.5961 | 1324.5532 | 0.29736 | 0.17123 | 0.023116 | 0.68018 | 0.7381 | 0.8069 | 2.1158
1 | 0.25 | 300 | 8615.7915 | 2584.7374 | 6031.054 | 6771.4388 | 1832.3527 | 22.5782 | 13.4755 | 22.5782 | 13.8139 | 0 | 0.3 | 0.7 | 0.7 | 0.78593 | 0.21267 | 1 | 0 | 0.78548 | 0 | 0.79356 | 0.81096 | 1 | 0.79138 | 61930.584 | 145785.0581 | 4754727568.1257 | 1664154648.844 | 3941993.52 | 4607141.5153 | 1589.4638 | 0.32255 | 0.20547 | 0.023116 | 0.68601 | 0.73965 | 0.80859 | 1.913
1 | 0.25 | 350 | 10049.7567 | 3014.927 | 7034.8297 | 7900.0119 | 2137.7448 | 24.3412 | 15.7214 | 24.3412 | 16.1163 | 0 | 0.3 | 0.7 | 0.7 | 0.78609 | 0.21272 | 1 | 0 | 0.79166 | 0 | 0.8004 | 0.81278 | 1 | 0.79819 | 61536.2031 | 146090.4502 | 5523521294.4364 | 1933232453.0527 | 4598992.44 | 5374998.4345 | 1854.3745 | 0.34773 | 0.23972 | 0.023116 | 0.69184 | 0.7412 | 0.81028 | 1.7681
1 | 0.25 | 400 | 11483.722 | 3445.1166 | 8038.6054 | 9028.5851 | 2443.1369 | 26.1042 | 17.9673 | 26.1042 | 18.4186 | 0 | 0.3 | 0.7 | 0.7 | 0.78621 | 0.21275 | 1 | 0 | 0.79784 | 0 | 0.80723 | 0.8146 | 1 | 0.80501 | 61141.8221 | 146395.8423 | 6292315020.7471 | 2202310257.2615 | 5255991.36 | 6142855.3537 | 2119.2851 | 0.37292 | 0.27397 | 0.023116 | 0.69766 | 0.74275 | 0.81196 | 1.6594
1 | 0.25 | 450 | 12917.6872 | 3875.3062 | 9042.3811 | 10157.1582 | 2748.529 | 27.8672 | 20.2132 | 27.8672 | 20.7209 | 0 | 0.3 | 0.7 | 0.7 | 0.7863 | 0.21277 | 1 | 0 | 0.80402 | 0 | 0.81406 | 0.81641 | 1 | 0.81182 | 60747.4412 | 146701.2344 | 7061108747.0578 | 2471388061.4702 | 5912990.28 | 6910712.2729 | 2384.1957 | 0.3981 | 0.30821 | 0.023116 | 0.70349 | 0.7443 | 0.81365 | 1.5748
1 | 0.25 | 500 | 14351.6525 | 4305.4957 | 10046.1567 | 11285.7313 | 3053.9211 | 29.6303 | 22.4591 | 29.6303 | 23.0232 | 0 | 0.3 | 0.7 | 0.7 | 0.78637 | 0.21279 | 1 | 0 | 0.8102 | 0 | 0.82089 | 0.81823 | 1 | 0.81863 | 60347.4181 | 147006.6266 | 7829902473.3685 | 2740465865.679 | 6569989.2 | 7678569.1921 | 2649.1064 | 0.42329 | 0.34246 | 0.023116 | 0.70932 | 0.74585 | 0.81534 | 1.5072
1 | 0.25 | 550 | 15785.6177 | 4735.6853 | 11049.9324 | 12414.3045 | 3359.3133 | 31.3933 | 24.705 | 31.3933 | 25.3256 | 0 | 0.3 | 0.7 | 0.7 | 0.78643 | 0.21281 | 1 | 0 | 0.81638 | 0 | 0.82772 | 0.82004 | 1 | 0.82544 | 59943.0126 | 147312.0187 | 8598696199.6793 | 3009543669.8877 | 7226988.12 | 8446426.1113 | 2914.017 | 0.44848 | 0.3767 | 0.023116 | 0.71514 | 0.7474 | 0.81703 | 1.4518
1 | 0.25 | 600 | 17219.583 | 5165.8749 | 12053.7081 | 13542.8776 | 3664.7054 | 33.1563 | 26.9509 | 33.1563 | 27.6279 | 0 | 0.3 | 0.7 | 0.7 | 0.78648 | 0.21282 | 1 | 0 | 0.82256 | 0 | 0.83455 | 0.82186 | 1 | 0.83225 | 59534.9176 | 147617.4108 | 9367489925.99 | 3278621474.0965 | 7883987.04 | 9214283.0305 | 3178.9276 | 0.47366 | 0.41095 | 0.023116 | 0.72097 | 0.74895 | 0.81871 | 1.4056
1 | 0.25 | 650 | 18653.5482 | 5596.0645 | 13057.4838 | 14671.4507 | 3970.0975 | 34.9194 | 29.1968 | 34.9194 | 29.9302 | 0 | 0.3 | 0.7 | 0.7 | 0.78652 | 0.21283 | 1 | 0 | 0.82875 | 0 | 0.84138 | 0.82368 | 1 | 0.83907 | 59090.1544 | 147922.8029 | 10136283652.3007 | 3547699278.3052 | 8540985.96 | 9982139.9498 | 3443.8383 | 0.49885 | 0.44519 | 0.023116 | 0.7268 | 0.7505 | 0.8204 | 1.3666
1 | 0.25 | 700 | 20087.5135 | 6026.254 | 14061.2594 | 15800.0239 | 4275.4896 | 36.6824 | 31.4428 | 36.6824 | 32.2325 | 0 | 0.3 | 0.7 | 0.7 | 0.78656 | 0.21284 | 1 | 0 | 0.83493 | 0 | 0.84821 | 0.82549 | 1 | 0.84588 | 58645.2661 | 148228.195 | 10905077378.6114 | 3816777082.514 | 9197984.88 | 10749996.869 | 3708.7489 | 0.52403 | 0.47944 | 0.023116 | 0.73262 | 0.75205 | 0.82209 | 1.3331
1 | 0.25 | 750 | 21521.4787 | 6456.4436 | 15065.0351 | 16928.597 | 4580.8817 | 38.4454 | 33.6887 | 38.4454 | 34.5349 | 0 | 0.3 | 0.7 | 0.7 | 0.78659 | 0.21285 | 1 | 0 | 0.84111 | 0 | 0.85504 | 0.82731 | 1 | 0.85269 | 58200.3779 | 148533.5871 | 11673871104.9221 | 4085854886.7227 | 9854983.8 | 11517853.7882 | 3973.6596 | 0.54922 | 0.51368 | 0.023116 | 0.73845 | 0.7536 | 0.82378 | 1.3041
1 | 0.25 | 800 | 22955.444 | 6886.6332 | 16068.8108 | 18057.1701 | 4886.2738 | 40.2084 | 35.9346 | 40.2084 | 36.8372 | 0 | 0.3 | 0.7 | 0.7 | 0.78662 | 0.21286 | 1 | 0 | 0.84729 | 0 | 0.86187 | 0.82912 | 1 | 0.8595 | 57755.4896 | 148838.9792 | 12442664831.2329 | 4354932690.9315 | 10511982.72 | 12285710.7074 | 4238.5702 | 0.57441 | 0.54793 | 0.023116 | 0.74428 | 0.75514 | 0.82546 | 1.2787
1 | 0.25 | 850 | 24389.4092 | 7316.8228 | 17072.5865 | 19185.7433 | 5191.6659 | 41.9715 | 38.1805 | 41.9715 | 39.1395 | 0 | 0.3 | 0.7 | 0.7 | 0.78664 | 0.21287 | 1 | 0 | 0.85347 | 0 | 0.8687 | 0.83094 | 1 | 0.86631 | 57310.6013 | 149144.3714 | 13211458557.5436 | 4624010495.1403 | 11168981.64 | 13053567.6266 | 4503.4808 | 0.59959 | 0.58218 | 0.023116 | 0.7501 | 0.75669 | 0.82715 | 1.2562
1 | 0.25 | 900 | 25823.3745 | 7747.0123 | 18076.3621 | 20314.3164 | 5497.0581 | 43.7345 | 40.4264 | 43.7345 | 41.4418 | 0 | 0.3 | 0.7 | 0.7 | 0.78666 | 0.21287 | 1 | 0 | 0.85965 | 0 | 0.87553 | 0.83276 | 1 | 0.87313 | 56865.7131 | 149449.7635 | 13980252283.8543 | 4893088299.349 | 11825980.56 | 13821424.5458 | 4768.3915 | 0.62478 | 0.61642 | 0.023116 | 0.75593 | 0.75824 | 0.82884 | 1.2363
1 | 0.25 | 950 | 27257.3397 | 8177.2019 | 19080.1378 | 21442.8896 | 5802.4502 | 45.4975 | 42.6723 | 45.4975 | 43.7442 | 0 | 0.3 | 0.7 | 0.7 | 0.78668 | 0.21288 | 1 | 0 | 0.86583 | 0 | 0.88236 | 0.83457 | 1 | 0.87994 | 56420.8248 | 149755.1556 | 14749046010.165 | 5162166103.5578 | 12482979.48 | 14589281.465 | 5033.3021 | 0.64996 | 0.65067 | 0.023116 | 0.76176 | 0.75979 | 0.83053 | 1.2185
1 | 0.25 | 1000 | 28691.305 | 8607.3915 | 20083.9135 | 22571.4627 | 6107.8423 | 47.2605 | 44.9182 | 47.2605 | 46.0465 | 0 | 0.3 | 0.7 | 0.7 | 0.7867 | 0.21288 | 1 | 0 | 0.87201 | 0 | 0.88919 | 0.83639 | 1 | 0.88675 | 55266.8159 | 150060.5477 | 15517839736.4757 | 5431243907.7665 | 13139978.4 | 15357138.3842 | 5298.2127 | 0.67515 | 0.68491 | 0.023116 | 0.76758 | 0.76134 | 0.83221 | 1.2025
1 | 0.25 | 1050 | 30125.2702 | 9037.5811 | 21087.6892 | 23700.0358 | 6413.2344 | 49.0236 | 47.1641 | 49.0236 | 48.3488 | 0 | 0.3 | 0.7 | 0.7 | 0.78672 | 0.21289 | 1 | 0 | 0.87819 | 0 | 0.89603 | 0.8382 | 1 | 0.89356 | 53974.8119 | 150365.9398 | 16286633462.7864 | 5700321711.9753 | 13796977.32 | 16124995.3035 | 5563.1234 | 0.70034 | 0.71916 | 0.023116 | 0.77341 | 0.76289 | 0.8339 | 1.1879
1 | 0.25 | 1100 | 31559.2355 | 9502.564 | 22056.6714 | 24828.609 | 6718.6265 | 50.7866 | 49.41 | 50.7866 | 50.6511 | 0 | 0.3011 | 0.6989 | 0.6989 | 0.78673 | 0.21289 | 1 | 0 | 0.88437 | 0 | 0.90286 | 0.84002 | 1 | 0.90037 | 52667.7861 | 150671.3319 | 17055427189.0972 | 5969399516.184 | 14453976.24 | 16892852.2227 | 5828.034 | 0.72552 | 0.7534 | 0.023116 | 0.77924 | 0.76444 | 0.83559 | 1.1748
1 | 0.25 | 1150 | 32993.2007 | 10179.1227 | 22814.0781 | 25957.1821 | 7024.0186 | 52.9535 | 51.656 | 52.5496 | 52.9535 | 0 | 0.30852 | 0.69148 | 0.69148 | 0.78674 | 0.21289 | 1 | 0 | 0.89055 | 1 | 0.90969 | 0.84184 | 1 | 0.90719 | 51353.9006 | 150976.724 | 17824220915.4079 | 6238477320.3928 | 15110975.16 | 17660709.1419 | 6092.9447 | 0.75648 | 0.78765 | 0.023116 | 0.78506 | 0.76599 | 0.83727 | 1.1716
1 | 0.25 | 1200 | 34427.166 | 11047.3701 | 23379.7958 | 27085.7552 | 7329.4107 | 55.2558 | 53.9019 | 54.3127 | 55.2558 | 0 | 0.32089 | 0.67911 | 0.67911 | 0.78676 | 0.2129 | 1 | 0 | 0.89673 | 1 | 0.91652 | 0.84365 | 1 | 0.914 | 50040.0151 | 151282.1162 | 18593014641.7186 | 6507555124.6015 | 15767974.08 | 18428566.0611 | 6357.8553 | 0.78937 | 0.8219 | 0.023116 | 0.79089 | 0.76754 | 0.83896 | 1.1717
1 | 0.25 | 1250 | 35861.1312 | 12128.4612 | 23732.67 | 28214.3284 | 7634.8029 | 57.5581 | 56.1458 | 56.22 | 57.5581 | 0 | 0.33821 | 0.66179 | 0.66179 | 0.78677 | 0.2129 | 1 | 0 | 0.90291 | 1 | 0.92335 | 0.84547 | 1 | 0.92081 | 48726.1296 | 151587.5083 | 19361808368.0293 | 6776632928.8103 | 16424973 | 19196422.9803 | 6622.7659 | 0.82226 | 0.85614 | 0.023116 | 0.79672 | 0.76909 | 0.84065 | 1.1717
1 | 0.25 | 1300 | 37295.0965 | 13395.2642 | 23899.8323 | 29342.9015 | 7940.195 | 59.8604 | 58.3917 | 58.4688 | 59.8604 | 0 | 0.35917 | 0.64083 | 0.64083 | 0.78678 | 0.2129 | 1 | 0 | 0.9091 | 1 | 0.93018 | 0.84728 | 1 | 0.92762 | 47412.2441 | 151892.9004 | 20130602094.34 | 7045710733.019 | 17081971.92 | 19964279.8995 | 6887.6766 | 0.85515 | 0.89039 | 0.023116 | 0.80254 | 0.77064 | 0.84234 | 1.1717
1 | 0.25 | 1350 | 38729.0617 | 14739.9908 | 23989.071 | 30471.4746 | 8245.5871 | 62.1627 | 60.6375 | 60.7176 | 62.1627 | 0 | 0.38059 | 0.61941 | 0.61941 | 0.78679 | 0.2129 | 1 | 0 | 0.91528 | 1 | 0.93701 | 0.8491 | 1 | 0.93443 | 46098.3586 | 152198.2925 | 20899395820.6508 | 7314788537.2278 | 17738970.84 | 20732136.8187 | 7152.5872 | 0.88804 | 0.92463 | 0.023116 | 0.80837 | 0.77219 | 0.84402 | 1.1717
1 | 0.25 | 1400 | 40163.027 | 16117.3113 | 24045.7156 | 31600.0478 | 8550.9792 | 64.4651 | 62.8833 | 62.9664 | 64.4651 | 0 | 0.4013 | 0.5987 | 0.5987 | 0.78679 | 0.21291 | 1 | 0 | 0.92146 | 1 | 0.94384 | 0.85092 | 1 | 0.94125 | 44783.3669 | 152503.6846 | 21668189546.9615 | 7583866341.4365 | 18395969.76 | 21499993.7379 | 7417.4978 | 0.92093 | 0.95888 | 0.023116 | 0.8142 | 0.77374 | 0.84571 | 1.1717
1 | 0.25 | 1450 | 41596.9922 | 17496.0118 | 24100.9804 | 32728.6209 | 8856.3713 | 66.7674 | 65.1292 | 65.2152 | 66.7674 | 0 | 0.42061 | 0.57939 | 0.57939 | 0.7868 | 0.21291 | 1 | 0 | 0.92764 | 1 | 0.95067 | 0.85273 | 1 | 0.94806 | 43467.091 | 152809.0767 | 22436983273.2722 | 7852944145.6453 | 19052968.68 | 22267850.6571 | 7682.4085 | 0.95382 | 0.99312 | 0.023116 | 0.82002 | 0.77529 | 0.8474 | 1.1717
1 | 0.25 | 1500 | 43030.9575 | 18874.7123 | 24156.2451 | 33857.194 | 9161.7634 | 69.0697 | 67.375 | 67.464 | 69.0697 | 0 | 0.43863 | 0.56137 | 0.56137 | 0.78681 | 0.21291 | 1 | 0 | 0.93382 | 1 | 0.9575 | 0.85455 | 1 | 0.95487 | 42150.8151 | 153114.4688 | 23205776999.5829 | 8122021949.854 | 19709967.6 | 23035707.5764 | 7947.3191 | 0.98671 | 1.0274 | 0.023116 | 0.82585 | 0.77684 | 0.84909 | 1.1717
1 | 0.25 | 1550 | 44464.9227 | 20253.4128 | 24211.5099 | 34985.7672 | 9467.1555 | 71.372 | 69.6208 | 69.7128 | 71.372 | 0 | 0.45549 | 0.54451 | 0.54451 | 0.78682 | 0.21291 | 1 | 0 | 0.94 | 1 | 0.96433 | 0.85636 | 1 | 0.96168 | 40834.5392 | 153419.861 | 23974570725.8936 | 8391099754.0628 | 20366966.52 | 23803564.4956 | 8212.2298 | 1.0196 | 1.0616 | 0.023116 | 0.83168 | 0.77839 | 0.85077 | 1.1717
1 | 0.25 | 1600 | 45898.888 | 21633.5626 | 24265.3254 | 36114.3403 | 9772.5477 | 73.6744 | 71.8666 | 71.9616 | 73.6744 | 0 | 0.47133 | 0.52867 | 0.52867 | 0.78682 | 0.21291 | 1 | 0 | 0.94618 | 1 | 0.97116 | 0.85818 | 1 | 0.96849 | 39518.2633 | 153725.2531 | 24743364452.2043 | 8660177558.2715 | 21023965.44 | 24571421.4148 | 8477.1404 | 1.0525 | 1.0959 | 0.023116 | 0.8375 | 0.77994 | 0.85246 | 1.1718
1 | 0.25 | 1650 | 47332.8532 | 23017.1834 | 24315.6698 | 37242.9134 | 10077.9398 | 75.9767 | 74.1125 | 74.2104 | 75.9767 | 0 | 0.48628 | 0.51372 | 0.51372 | 0.78683 | 0.21292 | 1 | 0 | 0.95236 | 1 | 0.97799 | 0.86 | 1 | 0.97531 | 38201.9874 | 154030.6452 | 25512158178.5151 | 8929255362.4803 | 21680964.36 | 25339278.334 | 8742.051 | 1.0854 | 1.1301 | 0.023116 | 0.84333 | 0.78148 | 0.85415 | 1.1718
1 | 0.25 | 1700 | 48766.8185 | 24401.1789 | 24365.6395 | 38371.4866 | 10383.3319 | 78.279 | 76.3583 | 76.4592 | 78.279 | 0 | 0.50036 | 0.49964 | 0.49964 | 0.78684 | 0.21292 | 1 | 0 | 0.95854 | 1 | 0.98 | 0.86181 | 1 | 0.98212 | 36885.7115 | 154336.0373 | 26280951281.2745 | 9198332948.4461 | 22337963.28 | 26107135.2532 | 9006.9617 | 1.1183 | 1.1644 | 0.023116 | 0.84915 | 0.78303 | 0.85584 | 1.1718
1 | 0.25 | 1750 | 50200.7837 | 25787.1049 | 24413.6788 | 39500.0597 | 10688.724 | 80.5813 | 78.6041 | 78.708 | 80.5813 | 0 | 0.51368 | 0.48632 | 0.48632 | 0.78684 | 0.21292 | 1 | 0 | 0.96472 | 1 | 0.98 | 0.86363 | 1 | 0.98893 | 35566.3195 | 154641.4294 | 27049743864.0535 | 9467410352.4187 | 22994962.2 | 26874992.1724 | 9271.8723 | 1.1512 | 1.1986 | 0.023116 | 0.85496 | 0.78458 | 0.85752 | 1.1718
1 | 0.25 | 1800 | 51634.749 | 27173.0308 | 24461.7182 | 40628.6328 | 10994.1161 | 82.8837 | 80.85 | 80.9568 | 82.8837 | 0 | 0.52625 | 0.47375 | 0.47375 | 0.78685 | 0.21292 | 1 | 0 | 0.9709 | 1 | 0.98 | 0.86544 | 1 | 0.99574 | 34202.51 | 154946.8215 | 27818534870.2301 | 9736487204.5806 | 23651961.12 | 27642849.0916 | 9536.7829 | 1.1841 | 1.2328 | 0.023116 | 0.86076 | 0.78613 | 0.85921 | 1.1718
1 | 0.25 | 1850 | 53068.7142 | 28558.9567 | 24509.7575 | 41757.206 | 11299.5082 | 85.186 | 83.0958 | 83.2056 | 85.186 | 0 | 0.53815 | 0.46185 | 0.46185 | 0.78685 | 0.21292 | 1 | 0 | 0.97708 | 1 | 0.98 | 0.86726 | 1 | 1 | 32839.6835 | 155252.2136 | 28587323883.6716 | 10005563359.2851 | 24308960.04 | 28410706.0108 | 9801.6936 | 1.2169 | 1.2671 | 0.023116 | 0.86654 | 0.78768 | 0.8609 | 1.1718
1 | 0.25 | 1900 | 54502.6794 | 29944.8826 | 24557.7968 | 42885.7791 | 11604.9003 | 87.4883 | 85.3416 | 85.4544 | 87.4883 | 0 | 0.54942 | 0.45058 | 0.45058 | 0.78686 | 0.21292 | 1 | 0 | 0.98326 | 1 | 0.98 | 0.86908 | 1 | 1 | 31478.4966 | 155557.6058 | 29356107203.9969 | 10274637521.3989 | 24965958.96 | 29178562.9301 | 10066.6042 | 1.2498 | 1.3013 | 0.023116 | 0.87225 | 0.78923 | 0.86259 | 1.1718
1 | 0.25 | 1950 | 55936.6447 | 31330.8085 | 24605.8362 | 44014.3522 | 11910.2925 | 89.7906 | 87.5875 | 87.7032 | 89.7906 | 0 | 0.56011 | 0.43989 | 0.43989 | 0.78686 | 0.21292 | 1 | 0 | 0.98944 | 1 | 0.98 | 0.87089 | 1 | 1 | 30121.2011 | 155862.9979 | 30124879183.7115 | 10543707714.299 | 25622957.88 | 29946419.8493 | 10331.5148 | 1.2827 | 1.3356 | 0.023116 | 0.87785 | 0.79078 | 0.86427 | 1.1718
1 | 0.25 | 2000 | 57370.6099 | 32716.7344 | 24653.8755 | 45142.9254 | 12215.6846 | 92.093 | 89.8333 | 89.952 | 92.093 | 0 | 0.57027 | 0.42973 | 0.42973 | 0.78687 | 0.21293 | 1 | 0 | 0.99563 | 1 | 0.98 | 0.87271 | 1 | 1 | 28767.8214 | 156168.39 | 30893633247.4289 | 10812771636.6001 | 26279956.8 | 30714276.7685 | 10596.4255 | 1.3156 | 1.3698 | 0.023116 | 0.88326 | 0.79233 | 0.86596 | 1.1718
1 | 0.5 | 0 | 0 | 0 | 0 | 0 | 0 | 0 | 0 | 0 | 0 | 0 | 0 | 0 | 0 | 0 | 0 | 1 | 0 | 0.74341 | 0 | 0.74919 | 0.80007 | 1 | 0.7425 | 64155.0922 | 143952.7054 | 142084207.928 | 49729472.7748 | 0 | 0 | 0 | 0 | 0 | 0 | 0.64816 | 0.73035 | 0.80652
1 | 0.5 | 50 | 1445.9652 | 433.7896 | 1012.1757 | 1128.5731 | 305.3921 | 13.763 | 2.2459 | 13.763 | 2.3023 | 0 | 0.3 | 0.7 | 0.7 | 0.7805 | 0.2112 | 1 | 0 | 0.74955 | 0 | 0.75598 | 0.80188 | 1 | 0.74923 | 63793.6609 | 144258.0975 | 910885416.0796 | 318809895.6278 | 656998.92 | 767856.9192 | 222.6785 | 0.19661 | 0.034246 | 0.023116 | 0.654 | 0.7319 | 0.80823 | 6.9483
1 | 0.5 | 100 | 2879.9305 | 863.9791 | 2015.9513 | 2257.1463 | 610.7842 | 15.5261 | 4.4918 | 15.5261 | 4.6046 | 0 | 0.3 | 0.7 | 0.7 | 0.78375 | 0.21208 | 1 | 0 | 0.75569 | 0 | 0.76277 | 0.8037 | 1 | 0.75596 | 63404.4892 | 144563.4896 | 1679679410.169 | 587887793.5592 | 1313997.84 | 1535713.8384 | 445.357 | 0.2218 | 0.068491 | 0.023116 | 0.65979 | 0.73345 | 0.80993 | 3.9355
1 | 0.5 | 150 | 4313.8957 | 1294.1687 | 3019.727 | 3385.7194 | 916.1763 | 17.2891 | 6.7377 | 17.2891 | 6.907 | 0 | 0.3 | 0.7 | 0.7 | 0.78484 | 0.21238 | 1 | 0 | 0.76183 | 0 | 0.76955 | 0.80552 | 1 | 0.76268 | 63009.8923 | 144868.8818 | 2448473404.2585 | 856965691.4905 | 1970996.76 | 2303570.7576 | 668.0355 | 0.24699 | 0.10274 | 0.023116 | 0.66558 | 0.735 | 0.81163 | 2.9257
1 | 0.5 | 200 | 5747.861 | 1724.3583 | 4023.5027 | 4514.2925 | 1221.5685 | 19.0521 | 8.9836 | 19.0521 | 9.2093 | 0 | 0.3 | 0.7 | 0.7 | 0.78539 | 0.21253 | 1 | 0 | 0.76796 | 0 | 0.77634 | 0.80733 | 1 | 0.76941 | 62615.2955 | 145174.2739 | 3217267398.3479 | 1126043589.4218 | 2627995.68 | 3071427.6768 | 890.714 | 0.27217 | 0.13698 | 0.023116 | 0.67137 | 0.73655 | 0.81334 | 2.4197
1 | 0.5 | 250 | 7181.8262 | 2154.5479 | 5027.2784 | 5642.8657 | 1526.9606 | 20.8151 | 11.2296 | 20.8151 | 11.5116 | 0 | 0.3 | 0.7 | 0.7 | 0.78571 | 0.21261 | 1 | 0 | 0.7741 | 0 | 0.78313 | 0.80915 | 1 | 0.77614 | 62220.6986 | 145479.666 | 3986061392.4374 | 1395121487.3531 | 3284994.6 | 3839284.5961 | 1113.3925 | 0.29736 | 0.17123 | 0.023116 | 0.67716 | 0.7381 | 0.81504 | 2.1158
1 | 0.5 | 300 | 8615.7915 | 2584.7374 | 6031.054 | 6771.4388 | 1832.3527 | 22.5782 | 13.4755 | 22.5782 | 13.8139 | 0 | 0.3 | 0.7 | 0.7 | 0.78593 | 0.21267 | 1 | 0 | 0.78024 | 0 | 0.78992 | 0.81096 | 1 | 0.78287 | 61826.1017 | 145785.0581 | 4754855386.5268 | 1664199385.2844 | 3941993.52 | 4607141.5153 | 1336.071 | 0.32255 | 0.20547 | 0.023116 | 0.68296 | 0.73965 | 0.81675 | 1.913
1 | 0.5 | 350 | 10049.7567 | 3014.927 | 7034.8297 | 7900.0119 | 2137.7448 | 24.3412 | 15.7214 | 24.3412 | 16.1163 | 0 | 0.3 | 0.7 | 0.7 | 0.78609 | 0.21272 | 1 | 0 | 0.78638 | 0 | 0.79671 | 0.81278 | 1 | 0.7896 | 61431.5049 | 146090.4502 | 5523649380.6163 | 1933277283.2157 | 4598992.44 | 5374998.4345 | 1558.7495 | 0.34773 | 0.23972 | 0.023116 | 0.68875 | 0.7412 | 0.81845 | 1.7681
1 | 0.5 | 400 | 11483.722 | 3445.1166 | 8038.6054 | 9028.5851 | 2443.1369 | 26.1042 | 17.9673 | 26.1042 | 18.4186 | 0 | 0.3 | 0.7 | 0.7 | 0.78621 | 0.21275 | 1 | 0 | 0.79252 | 0 | 0.8035 | 0.8146 | 1 | 0.79633 | 61036.908 | 146395.8423 | 6292443374.7057 | 2202355181.147 | 5255991.36 | 6142855.3537 | 1781.4281 | 0.37292 | 0.27397 | 0.023116 | 0.69454 | 0.74275 | 0.82016 | 1.6594
1 | 0.5 | 450 | 12917.6872 | 3875.3062 | 9042.3811 | 10157.1582 | 2748.529 | 27.8672 | 20.2132 | 27.8672 | 20.7209 | 0 | 0.3 | 0.7 | 0.7 | 0.7863 | 0.21277 | 1 | 0 | 0.79866 | 0 | 0.81029 | 0.81641 | 1 | 0.80305 | 60642.3112 | 146701.2344 | 7061237368.7952 | 2471433079.0783 | 5912990.28 | 6910712.2729 | 2004.1066 | 0.3981 | 0.30821 | 0.023116 | 0.70033 | 0.7443 | 0.82186 | 1.5748
1 | 0.5 | 500 | 14351.6525 | 4305.4957 | 10046.1567 | 11285.7313 | 3053.9211 | 29.6303 | 22.4591 | 29.6303 | 23.0232 | 0 | 0.3 | 0.7 | 0.7 | 0.78637 | 0.21279 | 1 | 0 | 0.8048 | 0 | 0.81708 | 0.81823 | 1 | 0.80978 | 60239.5832 | 147006.6266 | 7830031362.8846 | 2740510977.0096 | 6569989.2 | 7678569.1921 | 2226.7851 | 0.42329 | 0.34246 | 0.023116 | 0.70612 | 0.74585 | 0.82356 | 1.5072
1 | 0.5 | 550 | 15785.6177 | 4735.6853 | 11049.9324 | 12414.3045 | 3359.3133 | 31.3933 | 24.705 | 31.3933 | 25.3256 | 0 | 0.3 | 0.7 | 0.7 | 0.78643 | 0.21281 | 1 | 0 | 0.81094 | 0 | 0.82387 | 0.82004 | 1 | 0.81651 | 59834.9563 | 147312.0187 | 8598825356.9741 | 3009588874.9409 | 7226988.12 | 8446426.1113 | 2449.4636 | 0.44848 | 0.3767 | 0.023116 | 0.71191 | 0.7474 | 0.82527 | 1.4518
1 | 0.5 | 600 | 17219.583 | 5165.8749 | 12053.7081 | 13542.8776 | 3664.7054 | 33.1563 | 26.9509 | 33.1563 | 27.6279 | 0 | 0.3 | 0.7 | 0.7 | 0.78648 | 0.21282 | 1 | 0 | 0.81708 | 0 | 0.83065 | 0.82186 | 1 | 0.82324 | 59416.6778 | 147617.4108 | 9367619351.0635 | 3278666772.8722 | 7883987.04 | 9214283.0305 | 2672.1421 | 0.47366 | 0.41095 | 0.023116 | 0.7177 | 0.74895 | 0.82697 | 1.4056
1 | 0.5 | 650 | 18653.5482 | 5596.0645 | 13057.4838 | 14671.4507 | 3970.0975 | 34.9194 | 29.1968 | 34.9194 | 29.9302 | 0 | 0.3 | 0.7 | 0.7 | 0.78652 | 0.21283 | 1 | 0 | 0.82322 | 0 | 0.83744 | 0.82368 | 1 | 0.82997 | 58971.5459 | 147922.8029 | 10136413345.153 | 3547744670.8035 | 8540985.96 | 9982139.9498 | 2894.8206 | 0.49885 | 0.44519 | 0.023116 | 0.72349 | 0.7505 | 0.82868 | 1.3666
1 | 0.5 | 700 | 20087.5135 | 6026.254 | 14061.2594 | 15800.0239 | 4275.4896 | 36.6824 | 31.4428 | 36.6824 | 32.2325 | 0 | 0.3 | 0.7 | 0.7 | 0.78656 | 0.21284 | 1 | 0 | 0.82936 | 0 | 0.84423 | 0.82549 | 1 | 0.83669 | 58526.414 | 148228.195 | 10905207339.2424 | 3816822568.7348 | 9197984.88 | 10749996.869 | 3117.4991 | 0.52403 | 0.47944 | 0.023116 | 0.72928 | 0.75205 | 0.83038 | 1.3331
1 | 0.5 | 750 | 21521.4787 | 6456.4436 | 15065.0351 | 16928.597 | 4580.8817 | 38.4454 | 33.6887 | 38.4454 | 34.5349 | 0 | 0.3 | 0.7 | 0.7 | 0.78659 | 0.21285 | 1 | 0 | 0.8355 | 0 | 0.85102 | 0.82731 | 1 | 0.84342 | 58081.2821 | 148533.5871 | 11674001333.3319 | 4085900466.6662 | 9854983.8 | 11517853.7882 | 3340.1776 | 0.54922 | 0.51368 | 0.023116 | 0.73507 | 0.7536 | 0.83209 | 1.3041
1 | 0.5 | 800 | 22955.444 | 6886.6332 | 16068.8108 | 18057.1701 | 4886.2738 | 40.2084 | 35.9346 | 40.2084 | 36.8372 | 0 | 0.3 | 0.7 | 0.7 | 0.78662 | 0.21286 | 1 | 0 | 0.84164 | 0 | 0.85781 | 0.82912 | 1 | 0.85015 | 57636.1502 | 148838.9792 | 12442795327.4213 | 4354978364.5975 | 10511982.72 | 12285710.7074 | 3562.8561 | 0.57441 | 0.54793 | 0.023116 | 0.74087 | 0.75514 | 0.83379 | 1.2787
1 | 0.5 | 850 | 24389.4092 | 7316.8228 | 17072.5865 | 19185.7433 | 5191.6659 | 41.9715 | 38.1805 | 41.9715 | 39.1395 | 0 | 0.3 | 0.7 | 0.7 | 0.78664 | 0.21287 | 1 | 0 | 0.84778 | 0 | 0.8646 | 0.83094 | 1 | 0.85688 | 57191.0184 | 149144.3714 | 13211589321.5108 | 4624056262.5288 | 11168981.64 | 13053567.6266 | 3785.5346 | 0.59959 | 0.58218 | 0.023116 | 0.74666 | 0.75669 | 0.83549 | 1.2562
1 | 0.5 | 900 | 25823.3745 | 7747.0123 | 18076.3621 | 20314.3164 | 5497.0581 | 43.7345 | 40.4264 | 43.7345 | 41.4418 | 0 | 0.3 | 0.7 | 0.7 | 0.78666 | 0.21287 | 1 | 0 | 0.85392 | 0 | 0.87139 | 0.83276 | 1 | 0.86361 | 56745.8865 | 149449.7635 | 13980383315.6002 | 4893134160.4601 | 11825980.56 | 13821424.5458 | 4008.2131 | 0.62478 | 0.61642 | 0.023116 | 0.75245 | 0.75824 | 0.8372 | 1.2363
1 | 0.5 | 950 | 27257.3397 | 8177.2019 | 19080.1378 | 21442.8896 | 5802.4502 | 45.4975 | 42.6723 | 45.4975 | 43.7442 | 0 | 0.3 | 0.7 | 0.7 | 0.78668 | 0.21288 | 1 | 0 | 0.86006 | 0 | 0.87818 | 0.83457 | 1 | 0.87034 | 56209.8908 | 149755.1556 | 14749177309.6897 | 5162212058.3914 | 12482979.48 | 14589281.465 | 4230.8916 | 0.64996 | 0.65067 | 0.023116 | 0.75824 | 0.75979 | 0.8389 | 1.2185
1 | 0.5 | 1000 | 28691.305 | 8607.3915 | 20083.9135 | 22571.4627 | 6107.8423 | 47.2605 | 44.9182 | 47.2605 | 46.0465 | 0 | 0.3 | 0.7 | 0.7 | 0.7867 | 0.21288 | 1 | 0 | 0.8662 | 0 | 0.88497 | 0.83639 | 1 | 0.87706 | 54917.8679 | 150060.5477 | 15517971303.7791 | 5431289956.3227 | 13139978.4 | 15357138.3842 | 4453.5701 | 0.67515 | 0.68491 | 0.023116 | 0.76403 | 0.76134 | 0.84061 | 1.2025
1 | 0.5 | 1050 | 30125.2702 | 9037.8386 | 21087.4316 | 23700.0358 | 6413.2344 | 49.0236 | 47.1641 | 49.0236 | 48.3488 | 0 | 0.30001 | 0.69999 | 0.69999 | 0.78672 | 0.21289 | 1 | 0 | 0.87234 | 0 | 0.89175 | 0.8382 | 1 | 0.88379 | 53624.5011 | 150365.9398 | 16286765297.8686 | 5700367854.254 | 13796977.32 | 16124995.3035 | 4676.2486 | 0.70034 | 0.71916 | 0.023116 | 0.76982 | 0.76289 | 0.84231 | 1.1879
1 | 0.5 | 1100 | 31559.2355 | 9568.7054 | 21990.5301 | 24828.609 | 6718.6265 | 50.7866 | 49.41 | 50.7866 | 50.6511 | 0 | 0.3032 | 0.6968 | 0.6968 | 0.78673 | 0.21289 | 1 | 0 | 0.87848 | 0 | 0.89854 | 0.84002 | 1 | 0.89052 | 52311.5873 | 150671.3319 | 17055559291.958 | 5969445752.1853 | 14453976.24 | 16892852.2227 | 4898.9271 | 0.72552 | 0.7534 | 0.023116 | 0.77561 | 0.76444 | 0.84402 | 1.1748
1 | 0.5 | 1150 | 32993.2007 | 10316.8555 | 22676.3452 | 25957.1821 | 7024.0186 | 52.9535 | 51.656 | 52.5496 | 52.9535 | 0 | 0.3127 | 0.6873 | 0.6873 | 0.78674 | 0.21289 | 1 | 0 | 0.88462 | 1 | 0.90533 | 0.84184 | 1 | 0.89725 | 50996.9793 | 150976.724 | 17824353286.0475 | 6238523650.1166 | 15110975.16 | 17660709.1419 | 5121.6057 | 0.75648 | 0.78765 | 0.023116 | 0.7814 | 0.76599 | 0.84572 | 1.1716
1 | 0.5 | 1200 | 34427.166 | 11272.3042 | 23154.8617 | 27085.7552 | 7329.4107 | 55.2558 | 53.9019 | 54.3127 | 55.2558 | 0 | 0.32742 | 0.67258 | 0.67258 | 0.78676 | 0.2129 | 1 | 0 | 0.89076 | 1 | 0.91212 | 0.84365 | 1 | 0.90398 | 49682.3714 | 151282.1162 | 18593147280.1369 | 6507601548.0479 | 15767974.08 | 18428566.0611 | 5344.2842 | 0.78937 | 0.8219 | 0.023116 | 0.78719 | 0.76754 | 0.84742 | 1.1717
1 | 0.5 | 1250 | 35861.1312 | 12440.509 | 23420.6222 | 28214.3284 | 7634.8029 | 57.5581 | 56.1458 | 56.22 | 57.5581 | 0 | 0.34691 | 0.65309 | 0.65309 | 0.78677 | 0.2129 | 1 | 0 | 0.89689 | 1 | 0.91891 | 0.84547 | 1 | 0.91071 | 48367.7634 | 151587.5083 | 19361941274.2264 | 6776679445.9792 | 16424973 | 19196422.9803 | 5566.9627 | 0.82226 | 0.85614 | 0.023116 | 0.79298 | 0.76909 | 0.84913 | 1.1717
1 | 0.5 | 1300 | 37295.0965 | 13750.8776 | 23544.2189 | 29342.9015 | 7940.195 | 59.8604 | 58.3917 | 58.4688 | 59.8604 | 0 | 0.3687 | 0.6313 | 0.6313 | 0.78678 | 0.2129 | 1 | 0 | 0.90303 | 1 | 0.9257 | 0.84728 | 1 | 0.91743 | 47053.1554 | 151892.9004 | 20130735268.3158 | 7045757343.9105 | 17081971.92 | 19964279.8995 | 5789.6412 | 0.85515 | 0.89039 | 0.023116 | 0.79878 | 0.77064 | 0.85083 | 1.1717
1 | 0.5 | 1350 | 38729.0617 | 15116.3774 | 23612.6843 | 30471.4746 | 8245.5871 | 62.1627 | 60.6375 | 60.7176 | 62.1627 | 0 | 0.39031 | 0.60969 | 0.60969 | 0.78679 | 0.2129 | 1 | 0 | 0.90917 | 1 | 0.93249 | 0.8491 | 1 | 0.92416 | 45738.5475 | 152198.2925 | 20899529262.4053 | 7314835241.8418 | 17738970.84 | 20732136.8187 | 6012.3197 | 0.88804 | 0.92463 | 0.023116 | 0.80457 | 0.77219 | 0.85254 | 1.1717
1 | 0.5 | 1400 | 40163.027 | 16495.0109 | 23668.016 | 31600.0478 | 8550.9792 | 64.4651 | 62.8833 | 62.9664 | 64.4651 | 0 | 0.4107 | 0.5893 | 0.5893 | 0.78679 | 0.21291 | 1 | 0 | 0.91531 | 1 | 0.93928 | 0.85092 | 1 | 0.93089 | 44422.1918 | 152503.6846 | 21668323256.4947 | 7583913139.7731 | 18395969.76 | 21499993.7379 | 6234.9982 | 0.92093 | 0.95888 | 0.023116 | 0.81036 | 0.77374 | 0.85424 | 1.1717
1 | 0.5 | 1450 | 41596.9922 | 17873.6445 | 23723.3477 | 32728.6209 | 8856.3713 | 66.7674 | 65.1292 | 65.2152 | 66.7674 | 0 | 0.42969 | 0.57031 | 0.57031 | 0.7868 | 0.21291 | 1 | 0 | 0.92145 | 1 | 0.94607 | 0.85273 | 1 | 0.93762 | 43105.1921 | 152809.0767 | 22437117250.5841 | 7852991037.7045 | 19052968.68 | 22267850.6571 | 6457.6767 | 0.95382 | 0.99312 | 0.023116 | 0.81615 | 0.77529 | 0.85595 | 1.1717
1 | 0.5 | 1500 | 43030.9575 | 19252.1384 | 23778.819 | 33857.194 | 9161.7634 | 69.0697 | 67.375 | 67.464 | 69.0697 | 0 | 0.4474 | 0.5526 | 0.5526 | 0.78681 | 0.21291 | 1 | 0 | 0.92759 | 1 | 0.95285 | 0.85455 | 1 | 0.94435 | 41788.1925 | 153114.4688 | 23205911244.6736 | 8122068935.6358 | 19709967.6 | 23035707.5764 | 6680.3552 | 0.98671 | 1.0274 | 0.023116 | 0.82194 | 0.77684 | 0.85765 | 1.1717
1 | 0.5 | 1550 | 44464.9227 | 20631.0138 | 23833.9089 | 34985.7672 | 9467.1555 | 71.372 | 69.6208 | 69.7128 | 71.372 | 0 | 0.46398 | 0.53602 | 0.53602 | 0.78682 | 0.21291 | 1 | 0 | 0.93373 | 1 | 0.95964 | 0.85636 | 1 | 0.95108 | 40471.1928 | 153419.861 | 23974705238.7631 | 8391146833.5671 | 20366966.52 | 23803564.4956 | 6903.0337 | 1.0196 | 1.0616 | 0.023116 | 0.82773 | 0.77839 | 0.85935 | 1.1717
1 | 0.5 | 1600 | 45898.888 | 22015.3652 | 23883.5228 | 36114.3403 | 9772.5477 | 73.6744 | 71.8666 | 71.9616 | 73.6744 | 0 | 0.47965 | 0.52035 | 0.52035 | 0.78682 | 0.21291 | 1 | 0 | 0.93987 | 1 | 0.96643 | 0.85818 | 1 | 0.9578 | 39154.1931 | 153725.2531 | 24743499232.8525 | 8660224731.4984 | 21023965.44 | 24571421.4148 | 7125.7122 | 1.0525 | 1.0959 | 0.023116 | 0.83352 | 0.77994 | 0.86106 | 1.1718
1 | 0.5 | 1650 | 47332.8532 | 23399.8181 | 23933.0351 | 37242.9134 | 10077.9398 | 75.9767 | 74.1125 | 74.2104 | 75.9767 | 0 | 0.49437 | 0.50563 | 0.50563 | 0.78683 | 0.21292 | 1 | 0 | 0.94601 | 1 | 0.97322 | 0.86 | 1 | 0.96453 | 37837.1934 | 154030.6452 | 25512293226.942 | 8929302629.4297 | 21680964.36 | 25339278.334 | 7348.3907 | 1.0854 | 1.1301 | 0.023116 | 0.83931 | 0.78148 | 0.86276 | 1.1718
1 | 0.5 | 1700 | 48766.8185 | 24786.5065 | 23980.3119 | 38371.4866 | 10383.3319 | 78.279 | 76.3583 | 76.4592 | 78.279 | 0 | 0.50827 | 0.49173 | 0.49173 | 0.78684 | 0.21292 | 1 | 0 | 0.95215 | 1 | 0.98 | 0.86181 | 1 | 0.97126 | 36520.1937 | 154336.0373 | 26281087219.7899 | 9198380526.9265 | 22337963.28 | 26107135.2532 | 7571.0692 | 1.1183 | 1.1644 | 0.023116 | 0.8451 | 0.78303 | 0.86447 | 1.1718
1 | 0.5 | 1750 | 50200.7837 | 26173.195 | 24027.5887 | 39500.0597 | 10688.724 | 80.5813 | 78.6041 | 78.708 | 80.5813 | 0 | 0.52137 | 0.47863 | 0.47863 | 0.78684 | 0.21292 | 1 | 0 | 0.95829 | 1 | 0.98 | 0.86363 | 1 | 0.97799 | 35187.5039 | 154641.4294 | 27049880330.6309 | 9467458115.7208 | 22994962.2 | 26874992.1724 | 7793.7477 | 1.1512 | 1.1986 | 0.023116 | 0.85089 | 0.78458 | 0.86617 | 1.1718
1 | 0.5 | 1800 | 51634.749 | 27559.8834 | 24074.8655 | 40628.6328 | 10994.1161 | 82.8837 | 80.85 | 80.9568 | 82.8837 | 0 | 0.53375 | 0.46625 | 0.46625 | 0.78685 | 0.21292 | 1 | 0 | 0.96443 | 1 | 0.98 | 0.86544 | 1 | 0.98472 | 33822.9445 | 154946.8215 | 27818672760.5183 | 9736535466.1814 | 23651961.12 | 27642849.0916 | 8016.4262 | 1.1841 | 1.2328 | 0.023116 | 0.85666 | 0.78613 | 0.86788 | 1.1718
1 | 0.5 | 1850 | 53068.7142 | 28946.5719 | 24122.1423 | 41757.206 | 11299.5082 | 85.186 | 83.0958 | 83.2056 | 85.186 | 0 | 0.54545 | 0.45455 | 0.45455 | 0.78685 | 0.21292 | 1 | 0 | 0.97057 | 1 | 0.98 | 0.86726 | 1 | 0.99145 | 32458.3851 | 155252.2136 | 28587463679.9818 | 10005612287.9936 | 24308960.04 | 28410706.0108 | 8239.1047 | 1.2169 | 1.2671 | 0.023116 | 0.86242 | 0.78768 | 0.86958 | 1.1718
1 | 0.5 | 1900 | 54502.6794 | 30333.2603 | 24169.4191 | 42885.7791 | 11604.9003 | 87.4883 | 85.3416 | 85.4544 | 87.4883 | 0 | 0.55655 | 0.44345 | 0.44345 | 0.78686 | 0.21292 | 1 | 0 | 0.97671 | 1 | 0.98 | 0.86908 | 1 | 0.99817 | 31093.8257 | 155557.6058 | 29356251790.2772 | 10274688126.597 | 24965958.96 | 29178562.9301 | 8461.7832 | 1.2498 | 1.3013 | 0.023116 | 0.86815 | 0.78923 | 0.87128 | 1.1718
1 | 0.5 | 1950 | 55936.6447 | 31719.9488 | 24216.6959 | 44014.3522 | 11910.2925 | 89.7906 | 87.5875 | 87.7032 | 89.7906 | 0 | 0.56707 | 0.43293 | 0.43293 | 0.78686 | 0.21292 | 1 | 0 | 0.98285 | 1 | 0.98 | 0.87089 | 1 | 1 | 29731.178 | 155862.9979 | 30125033135.0901 | 10543761597.2815 | 25622957.88 | 29946419.8493 | 8684.4618 | 1.2827 | 1.3356 | 0.023116 | 0.87381 | 0.79078 | 0.87299 | 1.1718
1 | 0.5 | 2000 | 57370.6099 | 33106.6372 | 24263.9727 | 45142.9254 | 12215.6846 | 92.093 | 89.8333 | 89.952 | 92.093 | 0 | 0.57707 | 0.42293 | 0.42293 | 0.78687 | 0.21293 | 1 | 0 | 0.98899 | 1 | 0.98 | 0.87271 | 1 | 1 | 28370.0153 | 156168.39 | 30893800548.8831 | 10812830192.1091 | 26279956.8 | 30714276.7685 | 8907.1403 | 1.3156 | 1.3698 | 0.023116 | 0.87932 | 0.79233 | 0.87469 | 1.1718
1 | 0.75 | 0 | 0 | 0 | 0 | 0 | 0 | 0 | 0 | 0 | 0 | 0 | 0 | 0 | 0 | 0 | 0 | 1 | 0 | 0.73848 | 0 | 0.74584 | 0.80007 | 1 | 0.73469 | 64063.4822 | 143952.7054 | 142210419.6568 | 49773646.8799 | 0 | 0 | 0 | 0 | 0 | 0 | 0.64536 | 0.73035 | 0.81501
1 | 0.75 | 50 | 1445.9652 | 433.7896 | 1012.1757 | 1128.5731 | 305.3921 | 13.763 | 2.2459 | 13.763 | 2.3023 | 0 | 0.3 | 0.7 | 0.7 | 0.7805 | 0.2112 | 1 | 0 | 0.74458 | 0 | 0.75259 | 0.80188 | 1 | 0.74134 | 63695.6832 | 144258.0975 | 911011895.587 | 318854163.4555 | 656998.92 | 767856.9192 | 180.4464 | 0.19661 | 0.034246 | 0.023116 | 0.65116 | 0.7319 | 0.81674 | 6.9483
1 | 0.75 | 100 | 2879.9305 | 863.9791 | 2015.9513 | 2257.1463 | 610.7842 | 15.5261 | 4.4918 | 15.5261 | 4.6046 | 0 | 0.3 | 0.7 | 0.7 | 0.78375 | 0.21208 | 1 | 0 | 0.75068 | 0 | 0.75933 | 0.8037 | 1 | 0.74798 | 63300.8705 | 144563.4896 | 1679806157.4552 | 587932155.1093 | 1313997.84 | 1535713.8384 | 360.8928 | 0.2218 | 0.068491 | 0.023116 | 0.65692 | 0.73345 | 0.81846 | 3.9355
1 | 0.75 | 150 | 4313.8957 | 1294.1687 | 3019.727 | 3385.7194 | 916.1763 | 17.2891 | 6.7377 | 17.2891 | 6.907 | 0 | 0.3 | 0.7 | 0.7 | 0.78484 | 0.21238 | 1 | 0 | 0.75678 | 0 | 0.76608 | 0.80552 | 1 | 0.75463 | 62906.0577 | 144868.8818 | 2448600419.3234 | 857010146.7632 | 1970996.76 | 2303570.7576 | 541.3391 | 0.24699 | 0.10274 | 0.023116 | 0.66267 | 0.735 | 0.82018 | 2.9257
1 | 0.75 | 200 | 5747.861 | 1724.3583 | 4023.5027 | 4514.2925 | 1221.5685 | 19.0521 | 8.9836 | 19.0521 | 9.2093 | 0 | 0.3 | 0.7 | 0.7 | 0.78539 | 0.21253 | 1 | 0 | 0.76288 | 0 | 0.77283 | 0.80733 | 1 | 0.76128 | 62511.245 | 145174.2739 | 3217394681.1916 | 1126088138.4171 | 2627995.68 | 3071427.6768 | 721.7855 | 0.27217 | 0.13698 | 0.023116 | 0.66843 | 0.73655 | 0.8219 | 2.4197
1 | 0.75 | 250 | 7181.8262 | 2154.5479 | 5027.2784 | 5642.8657 | 1526.9606 | 20.8151 | 11.2296 | 20.8151 | 11.5116 | 0 | 0.3 | 0.7 | 0.7 | 0.78571 | 0.21261 | 1 | 0 | 0.76898 | 0 | 0.77958 | 0.80915 | 1 | 0.76792 | 62116.4322 | 145479.666 | 3986188943.0598 | 1395166130.0709 | 3284994.6 | 3839284.5961 | 902.2319 | 0.29736 | 0.17123 | 0.023116 | 0.67419 | 0.7381 | 0.82362 | 2.1158
1 | 0.75 | 300 | 8615.7915 | 2584.7374 | 6031.054 | 6771.4388 | 1832.3527 | 22.5782 | 13.4755 | 22.5782 | 13.8139 | 0 | 0.3 | 0.7 | 0.7 | 0.78593 | 0.21267 | 1 | 0 | 0.77508 | 0 | 0.78632 | 0.81096 | 1 | 0.77457 | 61721.6194 | 145785.0581 | 4754983204.9279 | 1664244121.7248 | 3941993.52 | 4607141.5153 | 1082.6783 | 0.32255 | 0.20547 | 0.023116 | 0.67994 | 0.73965 | 0.82535 | 1.913
1 | 0.75 | 350 | 10049.7567 | 3014.927 | 7034.8297 | 7900.0119 | 2137.7448 | 24.3412 | 15.7214 | 24.3412 | 16.1163 | 0 | 0.3 | 0.7 | 0.7 | 0.78609 | 0.21272 | 1 | 0 | 0.78118 | 0 | 0.79307 | 0.81278 | 1 | 0.78122 | 61326.8067 | 146090.4502 | 5523777466.7961 | 1933322113.3786 | 4598992.44 | 5374998.4345 | 1263.1246 | 0.34773 | 0.23972 | 0.023116 | 0.6857 | 0.7412 | 0.82707 | 1.7681
1 | 0.75 | 400 | 11483.722 | 3445.1166 | 8038.6054 | 9028.5851 | 2443.1369 | 26.1042 | 17.9673 | 26.1042 | 18.4186 | 0 | 0.3 | 0.7 | 0.7 | 0.78621 | 0.21275 | 1 | 0 | 0.78727 | 0 | 0.79982 | 0.8146 | 1 | 0.78786 | 60931.9939 | 146395.8423 | 6292571728.6643 | 2202400105.0325 | 5255991.36 | 6142855.3537 | 1443.571 | 0.37292 | 0.27397 | 0.023116 | 0.69145 | 0.74275 | 0.82879 | 1.6594
1 | 0.75 | 450 | 12917.6872 | 3875.3062 | 9042.3811 | 10157.1582 | 2748.529 | 27.8672 | 20.2132 | 27.8672 | 20.7209 | 0 | 0.3 | 0.7 | 0.7 | 0.7863 | 0.21277 | 1 | 0 | 0.79337 | 0 | 0.80657 | 0.81641 | 1 | 0.79451 | 60536.5964 | 146701.2344 | 7061365990.5325 | 2471478096.6864 | 5912990.28 | 6910712.2729 | 1624.0174 | 0.3981 | 0.30821 | 0.023116 | 0.69721 | 0.7443 | 0.83051 | 1.5748
1 | 0.75 | 500 | 14351.6525 | 4305.4957 | 10046.1567 | 11285.7313 | 3053.9211 | 29.6303 | 22.4591 | 29.6303 | 23.0232 | 0 | 0.3 | 0.7 | 0.7 | 0.78637 | 0.21279 | 1 | 0 | 0.79947 | 0 | 0.81332 | 0.81823 | 1 | 0.80116 | 60131.7483 | 147006.6266 | 7830160252.4007 | 2740556088.3402 | 6569989.2 | 7678569.1921 | 1804.4638 | 0.42329 | 0.34246 | 0.023116 | 0.70297 | 0.74585 | 0.83223 | 1.5072
1 | 0.75 | 550 | 15785.6177 | 4735.6853 | 11049.9324 | 12414.3045 | 3359.3133 | 31.3933 | 24.705 | 31.3933 | 25.3256 | 0 | 0.3 | 0.7 | 0.7 | 0.78643 | 0.21281 | 1 | 0 | 0.80557 | 0 | 0.82006 | 0.82004 | 1 | 0.8078 | 59725.8228 | 147312.0187 | 8598954514.2688 | 3009634079.9941 | 7226988.12 | 8446426.1113 | 1984.9101 | 0.44848 | 0.3767 | 0.023116 | 0.70872 | 0.7474 | 0.83396 | 1.4518
1 | 0.75 | 600 | 17219.583 | 5165.8749 | 12053.7081 | 13542.8776 | 3664.7054 | 33.1563 | 26.9509 | 33.1563 | 27.6279 | 0 | 0.3 | 0.7 | 0.7 | 0.78648 | 0.21282 | 1 | 0 | 0.81167 | 0 | 0.82681 | 0.82186 | 1 | 0.81445 | 59298.3128 | 147617.4108 | 9367748776.137 | 3278712071.648 | 7883987.04 | 9214283.0305 | 2165.3565 | 0.47366 | 0.41095 | 0.023116 | 0.71448 | 0.74895 | 0.83568 | 1.4056
1 | 0.75 | 650 | 18653.5482 | 5596.0645 | 13057.4838 | 14671.4507 | 3970.0975 | 34.9194 | 29.1968 | 34.9194 | 29.9302 | 0 | 0.3 | 0.7 | 0.7 | 0.78652 | 0.21283 | 1 | 0 | 0.81777 | 0 | 0.83356 | 0.82368 | 1 | 0.8211 | 58852.9373 | 147922.8029 | 10136543038.0052 | 3547790063.3018 | 8540985.96 | 9982139.9498 | 2345.8029 | 0.49885 | 0.44519 | 0.023116 | 0.72023 | 0.7505 | 0.8374 | 1.3666
1 | 0.75 | 700 | 20087.5135 | 6026.254 | 14061.2594 | 15800.0239 | 4275.4896 | 36.6824 | 31.4428 | 36.6824 | 32.2325 | 0 | 0.3 | 0.7 | 0.7 | 0.78656 | 0.21284 | 1 | 0 | 0.82387 | 0 | 0.84031 | 0.82549 | 1 | 0.82774 | 58407.5619 | 148228.195 | 10905337299.8734 | 3816868054.9557 | 9197984.88 | 10749996.869 | 2526.2493 | 0.52403 | 0.47944 | 0.023116 | 0.72599 | 0.75205 | 0.83912 | 1.3331
1 | 0.75 | 750 | 21521.4787 | 6456.4436 | 15065.0351 | 16928.597 | 4580.8817 | 38.4454 | 33.6887 | 38.4454 | 34.5349 | 0 | 0.3 | 0.7 | 0.7 | 0.78659 | 0.21285 | 1 | 0 | 0.82997 | 0 | 0.84705 | 0.82731 | 1 | 0.83439 | 57962.1864 | 148533.5871 | 11674131561.7416 | 4085946046.6096 | 9854983.8 | 11517853.7882 | 2706.6956 | 0.54922 | 0.51368 | 0.023116 | 0.73174 | 0.7536 | 0.84084 | 1.3041
1 | 0.75 | 800 | 22955.444 | 6886.6332 | 16068.8108 | 18057.1701 | 4886.2738 | 40.2084 | 35.9346 | 40.2084 | 36.8372 | 0 | 0.3 | 0.7 | 0.7 | 0.78662 | 0.21286 | 1 | 0 | 0.83607 | 0 | 0.8538 | 0.82912 | 1 | 0.84104 | 57516.8109 | 148838.9792 | 12442925823.6098 | 4355024038.2634 | 10511982.72 | 12285710.7074 | 2887.142 | 0.57441 | 0.54793 | 0.023116 | 0.7375 | 0.75514 | 0.84257 | 1.2787
1 | 0.75 | 850 | 24389.4092 | 7316.8228 | 17072.5865 | 19185.7433 | 5191.6659 | 41.9715 | 38.1805 | 41.9715 | 39.1395 | 0 | 0.3 | 0.7 | 0.7 | 0.78664 | 0.21287 | 1 | 0 | 0.84216 | 0 | 0.86055 | 0.83094 | 1 | 0.84768 | 57071.4354 | 149144.3714 | 13211720085.4779 | 4624102029.9173 | 11168981.64 | 13053567.6266 | 3067.5884 | 0.59959 | 0.58218 | 0.023116 | 0.74326 | 0.75669 | 0.84429 | 1.2562
1 | 0.75 | 900 | 25823.3745 | 7747.0123 | 18076.3621 | 20314.3164 | 5497.0581 | 43.7345 | 40.4264 | 43.7345 | 41.4418 | 0 | 0.3 | 0.7 | 0.7 | 0.78666 | 0.21287 | 1 | 0 | 0.84826 | 0 | 0.8673 | 0.83276 | 1 | 0.85433 | 56626.0599 | 149449.7635 | 13980514347.3461 | 4893180021.5711 | 11825980.56 | 13821424.5458 | 3248.0348 | 0.62478 | 0.61642 | 0.023116 | 0.74901 | 0.75824 | 0.84601 | 1.2363
1 | 0.75 | 950 | 27257.3397 | 8177.2019 | 19080.1378 | 21442.8896 | 5802.4502 | 45.4975 | 42.6723 | 45.4975 | 43.7442 | 0 | 0.3 | 0.7 | 0.7 | 0.78668 | 0.21288 | 1 | 0 | 0.85436 | 0 | 0.87404 | 0.83457 | 1 | 0.86098 | 55861.6527 | 149755.1556 | 14749308609.2143 | 5162258013.225 | 12482979.48 | 14589281.465 | 3428.4811 | 0.64996 | 0.65067 | 0.023116 | 0.75477 | 0.75979 | 0.84773 | 1.2185
1 | 0.75 | 1000 | 28691.305 | 8607.3915 | 20083.9135 | 22571.4627 | 6107.8423 | 47.2605 | 44.9182 | 47.2605 | 46.0465 | 0 | 0.3 | 0.7 | 0.7 | 0.7867 | 0.21288 | 1 | 0 | 0.86046 | 0 | 0.88079 | 0.83639 | 1 | 0.86762 | 54568.9198 | 150060.5477 | 15518102871.0825 | 5431336004.8789 | 13139978.4 | 15357138.3842 | 3608.9275 | 0.67515 | 0.68491 | 0.023116 | 0.76052 | 0.76134 | 0.84946 | 1.2025
1 | 0.75 | 1050 | 30125.2702 | 9046.9658 | 21078.3044 | 23700.0358 | 6413.2344 | 49.0236 | 47.1641 | 49.0236 | 48.3488 | 0 | 0.30031 | 0.69969 | 0.69969 | 0.78672 | 0.21289 | 1 | 0 | 0.86656 | 0 | 0.88754 | 0.8382 | 1 | 0.87427 | 53270.719 | 150365.9398 | 16286897132.9507 | 5700413996.5327 | 13796977.32 | 16124995.3035 | 3789.3739 | 0.70034 | 0.71916 | 0.023116 | 0.76628 | 0.76289 | 0.85118 | 1.1879
1 | 0.75 | 1100 | 31559.2355 | 9665.2165 | 21894.019 | 24828.609 | 6718.6265 | 50.7866 | 49.41 | 50.7866 | 50.6511 | 0 | 0.30626 | 0.69374 | 0.69374 | 0.78673 | 0.21289 | 1 | 0 | 0.87266 | 0 | 0.89429 | 0.84002 | 1 | 0.88092 | 51955.3885 | 150671.3319 | 17055691394.8188 | 5969491988.1866 | 14453976.24 | 16892852.2227 | 3969.8203 | 0.72552 | 0.7534 | 0.023116 | 0.77204 | 0.76444 | 0.8529 | 1.1748
1 | 0.75 | 1150 | 32993.2007 | 10488.3687 | 22504.832 | 25957.1821 | 7024.0186 | 52.9535 | 51.656 | 52.5496 | 52.9535 | 0 | 0.31789 | 0.68211 | 0.68211 | 0.78674 | 0.21289 | 1 | 0 | 0.87876 | 1 | 0.90103 | 0.84184 | 1 | 0.88756 | 50640.0581 | 150976.724 | 17824485656.687 | 6238569979.8405 | 15110975.16 | 17660709.1419 | 4150.2666 | 0.75648 | 0.78765 | 0.023116 | 0.77779 | 0.76599 | 0.85462 | 1.1716
1 | 0.75 | 1200 | 34427.166 | 11532.0039 | 22895.1621 | 27085.7552 | 7329.4107 | 55.2558 | 53.9019 | 54.3127 | 55.2558 | 0 | 0.33497 | 0.66503 | 0.66503 | 0.78676 | 0.2129 | 1 | 0 | 0.88486 | 1 | 0.90778 | 0.84365 | 1 | 0.89421 | 49324.7277 | 151282.1162 | 18593279918.5552 | 6507647971.4943 | 15767974.08 | 18428566.0611 | 4330.713 | 0.78937 | 0.8219 | 0.023116 | 0.78355 | 0.76754 | 0.85634 | 1.1717
1 | 0.75 | 1250 | 35861.1312 | 12776.124 | 23085.0072 | 28214.3284 | 7634.8029 | 57.5581 | 56.1458 | 56.22 | 57.5581 | 0 | 0.35627 | 0.64373 | 0.64373 | 0.78677 | 0.2129 | 1 | 0 | 0.89096 | 1 | 0.91453 | 0.84547 | 1 | 0.90086 | 48009.3972 | 151587.5083 | 19362074180.4234 | 6776725963.1482 | 16424973 | 19196422.9803 | 4511.1594 | 0.82226 | 0.85614 | 0.023116 | 0.7893 | 0.76909 | 0.85807 | 1.1717
1 | 0.75 | 1300 | 37295.0965 | 14114.7791 | 23180.3174 | 29342.9015 | 7940.195 | 59.8604 | 58.3917 | 58.4688 | 59.8604 | 0 | 0.37846 | 0.62154 | 0.62154 | 0.78678 | 0.2129 | 1 | 0 | 0.89705 | 1 | 0.92128 | 0.84728 | 1 | 0.9075 | 46694.0668 | 151892.9004 | 20130868442.2916 | 7045803954.802 | 17081971.92 | 19964279.8995 | 4691.6058 | 0.85515 | 0.89039 | 0.023116 | 0.79506 | 0.77064 | 0.85979 | 1.1717
1 | 0.75 | 1350 | 38729.0617 | 15490.7787 | 23238.283 | 30471.4746 | 8245.5871 | 62.1627 | 60.6375 | 60.7176 | 62.1627 | 0 | 0.39998 | 0.60002 | 0.60002 | 0.78679 | 0.2129 | 1 | 0 | 0.90315 | 1 | 0.92802 | 0.8491 | 1 | 0.91415 | 45378.7363 | 152198.2925 | 20899662704.1598 | 7314881946.4559 | 17738970.84 | 20732136.8187 | 4872.0522 | 0.88804 | 0.92463 | 0.023116 | 0.80081 | 0.77219 | 0.86151 | 1.1717
1 | 0.75 | 1400 | 40163.027 | 16869.4216 | 23293.6054 | 31600.0478 | 8550.9792 | 64.4651 | 62.8833 | 62.9664 | 64.4651 | 0 | 0.42002 | 0.57998 | 0.57998 | 0.78679 | 0.21291 | 1 | 0 | 0.90925 | 1 | 0.93477 | 0.85092 | 1 | 0.9208 | 44061.0167 | 152503.6846 | 21668456966.0279 | 7583959938.1098 | 18395969.76 | 21499993.7379 | 5052.4985 | 0.92093 | 0.95888 | 0.023116 | 0.80657 | 0.77374 | 0.86323 | 1.1717
1 | 0.75 | 1450 | 41596.9922 | 18248.4188 | 23348.5734 | 32728.6209 | 8856.3713 | 66.7674 | 65.1292 | 65.2152 | 66.7674 | 0 | 0.4387 | 0.5613 | 0.5613 | 0.7868 | 0.21291 | 1 | 0 | 0.91535 | 1 | 0.94152 | 0.85273 | 1 | 0.92744 | 42743.2933 | 152809.0767 | 22437251227.8961 | 7853037929.7636 | 19052968.68 | 22267850.6571 | 5232.9449 | 0.95382 | 0.99312 | 0.023116 | 0.81233 | 0.77529 | 0.86495 | 1.1717
1 | 0.75 | 1500 | 43030.9575 | 19627.4783 | 23403.4792 | 33857.194 | 9161.7634 | 69.0697 | 67.375 | 67.464 | 69.0697 | 0 | 0.45612 | 0.54388 | 0.54388 | 0.78681 | 0.21291 | 1 | 0 | 0.92145 | 1 | 0.94827 | 0.85455 | 1 | 0.93409 | 41425.5698 | 153114.4688 | 23206045489.7643 | 8122115921.4175 | 19709967.6 | 23035707.5764 | 5413.3913 | 0.98671 | 1.0274 | 0.023116 | 0.81808 | 0.77684 | 0.86668 | 1.1717
1 | 0.75 | 1550 | 44464.9227 | 21012.0219 | 23452.9008 | 34985.7672 | 9467.1555 | 71.372 | 69.6208 | 69.7128 | 71.372 | 0 | 0.47255 | 0.52745 | 0.52745 | 0.78682 | 0.21291 | 1 | 0 | 0.92755 | 1 | 0.95502 | 0.85636 | 1 | 0.94074 | 40107.8463 | 153419.861 | 23974839751.6325 | 8391193913.0714 | 20366966.52 | 23803564.4956 | 5593.8377 | 1.0196 | 1.0616 | 0.023116 | 0.82384 | 0.77839 | 0.8684 | 1.1717
1 | 0.75 | 1600 | 45898.888 | 22397.1677 | 23501.7203 | 36114.3403 | 9772.5477 | 73.6744 | 71.8666 | 71.9616 | 73.6744 | 0 | 0.48797 | 0.51203 | 0.51203 | 0.78682 | 0.21291 | 1 | 0 | 0.93365 | 1 | 0.96176 | 0.85818 | 1 | 0.94739 | 38790.1228 | 153725.2531 | 24743634013.5007 | 8660271904.7252 | 21023965.44 | 24571421.4148 | 5774.284 | 1.0525 | 1.0959 | 0.023116 | 0.82959 | 0.77994 | 0.87012 | 1.1718
1 | 0.75 | 1650 | 47332.8532 | 23784.3832 | 23548.47 | 37242.9134 | 10077.9398 | 75.9767 | 74.1125 | 74.2104 | 75.9767 | 0 | 0.50249 | 0.49751 | 0.49751 | 0.78683 | 0.21292 | 1 | 0 | 0.93975 | 1 | 0.96851 | 0.86 | 1 | 0.95403 | 37472.3994 | 154030.6452 | 25512428275.3688 | 8929349896.3791 | 21680964.36 | 25339278.334 | 5954.7304 | 1.0854 | 1.1301 | 0.023116 | 0.83535 | 0.78148 | 0.87184 | 1.1718
1 | 0.75 | 1700 | 48766.8185 | 25171.8342 | 23594.9843 | 38371.4866 | 10383.3319 | 78.279 | 76.3583 | 76.4592 | 78.279 | 0 | 0.51617 | 0.48383 | 0.48383 | 0.78684 | 0.21292 | 1 | 0 | 0.94585 | 1 | 0.97526 | 0.86181 | 1 | 0.96068 | 36154.6759 | 154336.0373 | 26281222537.237 | 9198427888.033 | 22337963.28 | 26107135.2532 | 6135.1768 | 1.1183 | 1.1644 | 0.023116 | 0.84111 | 0.78303 | 0.87356 | 1.1718
1 | 0.75 | 1750 | 50200.7837 | 26559.2851 | 23641.4986 | 39500.0597 | 10688.724 | 80.5813 | 78.6041 | 78.708 | 80.5813 | 0 | 0.52906 | 0.47094 | 0.47094 | 0.78684 | 0.21292 | 1 | 0 | 0.95194 | 1 | 0.98 | 0.86363 | 1 | 0.96733 | 34808.6882 | 154641.4294 | 27050016536.4425 | 9467505787.7549 | 22994962.2 | 26874992.1724 | 6315.6232 | 1.1512 | 1.1986 | 0.023116 | 0.84686 | 0.78458 | 0.87529 | 1.1718
1 | 0.75 | 1800 | 51634.749 | 27946.7361 | 23688.0128 | 40628.6328 | 10994.1161 | 82.8837 | 80.85 | 80.9568 | 82.8837 | 0 | 0.54124 | 0.45876 | 0.45876 | 0.78685 | 0.21292 | 1 | 0 | 0.95804 | 1 | 0.98 | 0.86544 | 1 | 0.97397 | 33443.3789 | 154946.8215 | 27818809914.5797 | 9736583470.1029 | 23651961.12 | 27642849.0916 | 6496.0695 | 1.1841 | 1.2328 | 0.023116 | 0.8526 | 0.78613 | 0.87701 | 1.1718
1 | 0.75 | 1850 | 53068.7142 | 29334.1871 | 23734.5271 | 41757.206 | 11299.5082 | 85.186 | 83.0958 | 83.2056 | 85.186 | 0 | 0.55276 | 0.44724 | 0.44724 | 0.78685 | 0.21292 | 1 | 0 | 0.96414 | 1 | 0.98 | 0.86726 | 1 | 0.98062 | 32078.0697 | 155252.2136 | 28587602094.0221 | 10005660732.9077 | 24308960.04 | 28410706.0108 | 6676.5159 | 1.2169 | 1.2671 | 0.023116 | 0.85834 | 0.78768 | 0.87873 | 1.1718
1 | 0.75 | 1900 | 54502.6794 | 30721.6381 | 23781.0414 | 42885.7791 | 11604.9003 | 87.4883 | 85.3416 | 85.4544 | 87.4883 | 0 | 0.56367 | 0.43633 | 0.43633 | 0.78686 | 0.21292 | 1 | 0 | 0.97024 | 1 | 0.98 | 0.86908 | 1 | 0.98727 | 30712.7604 | 155557.6058 | 29356392951.2402 | 10274737532.9341 | 24965958.96 | 29178562.9301 | 6856.9623 | 1.2498 | 1.3013 | 0.023116 | 0.86406 | 0.78923 | 0.88045 | 1.1718
1 | 0.75 | 1950 | 55936.6447 | 32109.089 | 23827.5557 | 44014.3522 | 11910.2925 | 89.7906 | 87.5875 | 87.7032 | 89.7906 | 0 | 0.57403 | 0.42597 | 0.42597 | 0.78686 | 0.21292 | 1 | 0 | 0.97634 | 1 | 0.98 | 0.87089 | 1 | 0.99391 | 29347.4511 | 155862.9979 | 30125179559.9154 | 10543812845.9704 | 25622957.88 | 29946419.8493 | 7037.4087 | 1.2827 | 1.3356 | 0.023116 | 0.86973 | 0.79078 | 0.88218 | 1.1718
1 | 0.75 | 2000 | 57370.6099 | 33496.54 | 23874.0699 | 45142.9254 | 12215.6846 | 92.093 | 89.8333 | 89.952 | 92.093 | 0 | 0.58386 | 0.41614 | 0.41614 | 0.78687 | 0.21293 | 1 | 0 | 0.98244 | 1 | 0.98 | 0.87271 | 1 | 1 | 27982.3626 | 156168.39 | 30893958396.6605 | 10812885438.8312 | 26279956.8 | 30714276.7685 | 7217.855 | 1.3156 | 1.3698 | 0.023116 | 0.87533 | 0.79233 | 0.8839 | 1.1718
1 | 1 | 0 | 0 | 0 | 0 | 0 | 0 | 0 | 0 | 0 | 0 | 0 | 0 | 0 | 0 | 0 | 0 | 1 | 0 | 0.73363 | 0 | 0.74253 | 0.80007 | 1 | 0.72707 | 63971.8723 | 143952.7054 | 142336631.3855 | 49817820.9849 | 0 | 0 | 0 | 0 | 0 | 0 | 0.64259 | 0.73035 | 0.82398
1 | 1 | 50 | 1445.9652 | 433.7896 | 1012.1757 | 1128.5731 | 305.3921 | 13.763 | 2.2459 | 13.763 | 2.3023 | 0 | 0.3 | 0.7 | 0.7 | 0.7805 | 0.2112 | 1 | 0 | 0.73968 | 0 | 0.74924 | 0.80188 | 1 | 0.73364 | 63592.2805 | 144258.0975 | 911138375.0945 | 318898431.2831 | 656998.92 | 767856.9192 | 138.2142 | 0.19661 | 0.034246 | 0.023116 | 0.64836 | 0.7319 | 0.82572 | 6.9483
1 | 1 | 100 | 2879.9305 | 863.9791 | 2015.9513 | 2257.1463 | 610.7842 | 15.5261 | 4.4918 | 15.5261 | 4.6046 | 0 | 0.3 | 0.7 | 0.7 | 0.78375 | 0.21208 | 1 | 0 | 0.74574 | 0 | 0.75595 | 0.8037 | 1 | 0.74021 | 63197.2518 | 144563.4896 | 1679932904.7414 | 587976516.6595 | 1313997.84 | 1535713.8384 | 276.4285 | 0.2218 | 0.068491 | 0.023116 | 0.65408 | 0.73345 | 0.82746 | 3.9355
1 | 1 | 150 | 4313.8957 | 1294.1687 | 3019.727 | 3385.7194 | 916.1763 | 17.2891 | 6.7377 | 17.2891 | 6.907 | 0 | 0.3 | 0.7 | 0.7 | 0.78484 | 0.21238 | 1 | 0 | 0.7518 | 0 | 0.76266 | 0.80552 | 1 | 0.74678 | 62802.2231 | 144868.8818 | 2448727434.3883 | 857054602.0359 | 1970996.76 | 2303570.7576 | 414.6427 | 0.24699 | 0.10274 | 0.023116 | 0.65981 | 0.735 | 0.8292 | 2.9257
1 | 1 | 200 | 5747.861 | 1724.3583 | 4023.5027 | 4514.2925 | 1221.5685 | 19.0521 | 8.9836 | 19.0521 | 9.2093 | 0 | 0.3 | 0.7 | 0.7 | 0.78539 | 0.21253 | 1 | 0 | 0.75786 | 0 | 0.76936 | 0.80733 | 1 | 0.75334 | 62407.1945 | 145174.2739 | 3217521964.0353 | 1126132687.4123 | 2627995.68 | 3071427.6768 | 552.857 | 0.27217 | 0.13698 | 0.023116 | 0.66553 | 0.73655 | 0.83094 | 2.4197
1 | 1 | 250 | 7181.8262 | 2154.5479 | 5027.2784 | 5642.8657 | 1526.9606 | 20.8151 | 11.2296 | 20.8151 | 11.5116 | 0 | 0.3 | 0.7 | 0.7 | 0.78571 | 0.21261 | 1 | 0 | 0.76392 | 0 | 0.77607 | 0.80915 | 1 | 0.75991 | 62012.1658 | 145479.666 | 3986316493.6822 | 1395210772.7888 | 3284994.6 | 3839284.5961 | 691.0712 | 0.29736 | 0.17123 | 0.023116 | 0.67125 | 0.7381 | 0.83268 | 2.1158
1 | 1 | 300 | 8615.7915 | 2584.7374 | 6031.054 | 6771.4388 | 1832.3527 | 22.5782 | 13.4755 | 22.5782 | 13.8139 | 0 | 0.3 | 0.7 | 0.7 | 0.78593 | 0.21267 | 1 | 0 | 0.76998 | 0 | 0.78278 | 0.81096 | 1 | 0.76648 | 61617.1371 | 145785.0581 | 4755111023.3291 | 1664288858.1652 | 3941993.52 | 4607141.5153 | 829.2855 | 0.32255 | 0.20547 | 0.023116 | 0.67697 | 0.73965 | 0.83442 | 1.913
1 | 1 | 350 | 10049.7567 | 3014.927 | 7034.8297 | 7900.0119 | 2137.7448 | 24.3412 | 15.7214 | 24.3412 | 16.1163 | 0 | 0.3 | 0.7 | 0.7 | 0.78609 | 0.21272 | 1 | 0 | 0.77604 | 0 | 0.78948 | 0.81278 | 1 | 0.77305 | 61222.1084 | 146090.4502 | 5523905552.976 | 1933366943.5416 | 4598992.44 | 5374998.4345 | 967.4997 | 0.34773 | 0.23972 | 0.023116 | 0.68269 | 0.7412 | 0.83616 | 1.7681
1 | 1 | 400 | 11483.722 | 3445.1166 | 8038.6054 | 9028.5851 | 2443.1369 | 26.1042 | 17.9673 | 26.1042 | 18.4186 | 0 | 0.3 | 0.7 | 0.7 | 0.78621 | 0.21275 | 1 | 0 | 0.78209 | 0 | 0.79619 | 0.8146 | 1 | 0.77961 | 60827.0798 | 146395.8423 | 6292700082.6229 | 2202445028.918 | 5255991.36 | 6142855.3537 | 1105.714 | 0.37292 | 0.27397 | 0.023116 | 0.68841 | 0.74275 | 0.8379 | 1.6594
1 | 1 | 450 | 12917.6872 | 3875.3062 | 9042.3811 | 10157.1582 | 2748.529 | 27.8672 | 20.2132 | 27.8672 | 20.7209 | 0 | 0.3 | 0.7 | 0.7 | 0.7863 | 0.21277 | 1 | 0 | 0.78815 | 0 | 0.8029 | 0.81641 | 1 | 0.78618 | 60428.9829 | 146701.2344 | 7061494612.2698 | 2471523114.2944 | 5912990.28 | 6910712.2729 | 1243.9282 | 0.3981 | 0.30821 | 0.023116 | 0.69413 | 0.7443 | 0.83964 | 1.5748
1 | 1 | 500 | 14351.6525 | 4305.4957 | 10046.1567 | 11285.7313 | 3053.9211 | 29.6303 | 22.4591 | 29.6303 | 23.0232 | 0 | 0.3 | 0.7 | 0.7 | 0.78637 | 0.21279 | 1 | 0 | 0.79421 | 0 | 0.8096 | 0.81823 | 1 | 0.79275 | 60023.9133 | 147006.6266 | 7830289141.9167 | 2740601199.6709 | 6569989.2 | 7678569.1921 | 1382.1425 | 0.42329 | 0.34246 | 0.023116 | 0.69985 | 0.74585 | 0.84139 | 1.5072
1 | 1 | 550 | 15785.6177 | 4735.6853 | 11049.9324 | 12414.3045 | 3359.3133 | 31.3933 | 24.705 | 31.3933 | 25.3256 | 0 | 0.3 | 0.7 | 0.7 | 0.78643 | 0.21281 | 1 | 0 | 0.80027 | 0 | 0.81631 | 0.82004 | 1 | 0.79931 | 59616.5237 | 147312.0187 | 8599083671.5636 | 3009679285.0473 | 7226988.12 | 8446426.1113 | 1520.3567 | 0.44848 | 0.3767 | 0.023116 | 0.70557 | 0.7474 | 0.84313 | 1.4518
1 | 1 | 600 | 17219.583 | 5165.8749 | 12053.7081 | 13542.8776 | 3664.7054 | 33.1563 | 26.9509 | 33.1563 | 27.6279 | 0 | 0.3 | 0.7 | 0.7 | 0.78648 | 0.21282 | 1 | 0 | 0.80633 | 0 | 0.82302 | 0.82186 | 1 | 0.80588 | 59179.9479 | 147617.4108 | 9367878201.2106 | 3278757370.4237 | 7883987.04 | 9214283.0305 | 1658.5709 | 0.47366 | 0.41095 | 0.023116 | 0.7113 | 0.74895 | 0.84487 | 1.4056
1 | 1 | 650 | 18653.5482 | 5596.0645 | 13057.4838 | 14671.4507 | 3970.0975 | 34.9194 | 29.1968 | 34.9194 | 29.9302 | 0 | 0.3 | 0.7 | 0.7 | 0.78652 | 0.21283 | 1 | 0 | 0.81239 | 0 | 0.82972 | 0.82368 | 1 | 0.81245 | 58734.3288 | 147922.8029 | 10136672730.8575 | 3547835455.8001 | 8540985.96 | 9982139.9498 | 1796.7852 | 0.49885 | 0.44519 | 0.023116 | 0.71702 | 0.7505 | 0.84661 | 1.3666
1 | 1 | 700 | 20087.5135 | 6026.254 | 14061.2594 | 15800.0239 | 4275.4896 | 36.6824 | 31.4428 | 36.6824 | 32.2325 | 0 | 0.3 | 0.7 | 0.7 | 0.78656 | 0.21284 | 1 | 0 | 0.81845 | 0 | 0.83643 | 0.82549 | 1 | 0.81902 | 58288.7097 | 148228.195 | 10905467260.5044 | 3816913541.1765 | 9197984.88 | 10749996.869 | 1934.9994 | 0.52403 | 0.47944 | 0.023116 | 0.72274 | 0.75205 | 0.84835 | 1.3331
1 | 1 | 750 | 21521.4787 | 6456.4436 | 15065.0351 | 16928.597 | 4580.8817 | 38.4454 | 33.6887 | 38.4454 | 34.5349 | 0 | 0.3 | 0.7 | 0.7 | 0.78659 | 0.21285 | 1 | 0 | 0.82451 | 0 | 0.84314 | 0.82731 | 1 | 0.82558 | 57843.0906 | 148533.5871 | 11674261790.1513 | 4085991626.553 | 9854983.8 | 11517853.7882 | 2073.2137 | 0.54922 | 0.51368 | 0.023116 | 0.72846 | 0.7536 | 0.85009 | 1.3041
1 | 1 | 800 | 22955.444 | 6886.6332 | 16068.8108 | 18057.1701 | 4886.2738 | 40.2084 | 35.9346 | 40.2084 | 36.8372 | 0 | 0.3 | 0.7 | 0.7 | 0.78662 | 0.21286 | 1 | 0 | 0.83056 | 0 | 0.84984 | 0.82912 | 1 | 0.83215 | 57397.4715 | 148838.9792 | 12443056319.7982 | 4355069711.9294 | 10511982.72 | 12285710.7074 | 2211.4279 | 0.57441 | 0.54793 | 0.023116 | 0.73418 | 0.75514 | 0.85183 | 1.2787
1 | 1 | 850 | 24389.4092 | 7316.8228 | 17072.5865 | 19185.7433 | 5191.6659 | 41.9715 | 38.1805 | 41.9715 | 39.1395 | 0 | 0.3 | 0.7 | 0.7 | 0.78664 | 0.21287 | 1 | 0 | 0.83662 | 0 | 0.85655 | 0.83094 | 1 | 0.83872 | 56951.8525 | 149144.3714 | 13211850849.4451 | 4624147797.3058 | 11168981.64 | 13053567.6266 | 2349.6422 | 0.59959 | 0.58218 | 0.023116 | 0.7399 | 0.75669 | 0.85357 | 1.2562
1 | 1 | 900 | 25823.3745 | 7747.0123 | 18076.3621 | 20314.3164 | 5497.0581 | 43.7345 | 40.4264 | 43.7345 | 41.4418 | 0 | 0.3 | 0.7 | 0.7 | 0.78666 | 0.21287 | 1 | 0 | 0.84268 | 0 | 0.86326 | 0.83276 | 1 | 0.84529 | 56506.2334 | 149449.7635 | 13980645379.092 | 4893225882.6822 | 11825980.56 | 13821424.5458 | 2487.8564 | 0.62478 | 0.61642 | 0.023116 | 0.74562 | 0.75824 | 0.85531 | 1.2363
1 | 1 | 950 | 27257.3397 | 8177.2019 | 19080.1378 | 21442.8896 | 5802.4502 | 45.4975 | 42.6723 | 45.4975 | 43.7442 | 0 | 0.3 | 0.7 | 0.7 | 0.78668 | 0.21288 | 1 | 0 | 0.84874 | 0 | 0.86997 | 0.83457 | 1 | 0.85185 | 55513.4145 | 149755.1556 | 14749439908.7389 | 5162303968.0586 | 12482979.48 | 14589281.465 | 2626.0707 | 0.64996 | 0.65067 | 0.023116 | 0.75134 | 0.75979 | 0.85705 | 1.2185
1 | 1 | 1000 | 28691.305 | 8607.3915 | 20083.9135 | 22571.4627 | 6107.8423 | 47.2605 | 44.9182 | 47.2605 | 46.0465 | 0 | 0.3 | 0.7 | 0.7 | 0.7867 | 0.21288 | 1 | 0 | 0.8548 | 0 | 0.87667 | 0.83639 | 1 | 0.85842 | 54219.9051 | 150060.5477 | 15518234438.3859 | 5431382053.435 | 13139978.4 | 15357138.3842 | 2764.2849 | 0.67515 | 0.68491 | 0.023116 | 0.75706 | 0.76134 | 0.85879 | 1.2025
1 | 1 | 1050 | 30125.2702 | 9084.7154 | 21040.5548 | 23700.0358 | 6413.2344 | 49.0236 | 47.1641 | 49.0236 | 48.3488 | 0 | 0.30156 | 0.69844 | 0.69844 | 0.78672 | 0.21289 | 1 | 0 | 0.86086 | 0 | 0.88338 | 0.8382 | 1 | 0.86499 | 52915.2427 | 150365.9398 | 16287028968.0328 | 5700460138.8115 | 13796977.32 | 16124995.3035 | 2902.4992 | 0.70034 | 0.71916 | 0.023116 | 0.76279 | 0.76289 | 0.86054 | 1.1879
1 | 1 | 1100 | 31559.2355 | 9786.2635 | 21772.972 | 24828.609 | 6718.6265 | 50.7866 | 49.41 | 50.7866 | 50.6511 | 0 | 0.31009 | 0.68991 | 0.68991 | 0.78673 | 0.21289 | 1 | 0 | 0.86692 | 0 | 0.89009 | 0.84002 | 1 | 0.87155 | 51599.1898 | 150671.3319 | 17055823497.6797 | 5969538224.1879 | 14453976.24 | 16892852.2227 | 3040.7134 | 0.72552 | 0.7534 | 0.023116 | 0.76851 | 0.76444 | 0.86228 | 1.1748
1 | 1 | 1150 | 32993.2007 | 10696.2644 | 22296.9364 | 25957.1821 | 7024.0186 | 52.9535 | 51.656 | 52.5496 | 52.9535 | 0 | 0.3242 | 0.6758 | 0.6758 | 0.78674 | 0.21289 | 1 | 0 | 0.87298 | 1 | 0.89679 | 0.84184 | 1 | 0.87812 | 50283.1369 | 150976.724 | 17824618027.3266 | 6238616309.5643 | 15110975.16 | 17660709.1419 | 3178.9276 | 0.75648 | 0.78765 | 0.023116 | 0.77423 | 0.76599 | 0.86402 | 1.1716
1 | 1 | 1200 | 34427.166 | 11828.7141 | 22598.4519 | 27085.7552 | 7329.4107 | 55.2558 | 53.9019 | 54.3127 | 55.2558 | 0 | 0.34359 | 0.65641 | 0.65641 | 0.78676 | 0.2129 | 1 | 0 | 0.87903 | 1 | 0.9035 | 0.84365 | 1 | 0.88469 | 48967.0839 | 151282.1162 | 18593412556.9735 | 6507694394.9407 | 15767974.08 | 18428566.0611 | 3317.1419 | 0.78937 | 0.8219 | 0.023116 | 0.77995 | 0.76754 | 0.86576 | 1.1717
1 | 1 | 1250 | 35861.1312 | 13126.4838 | 22734.6474 | 28214.3284 | 7634.8029 | 57.5581 | 56.1458 | 56.22 | 57.5581 | 0 | 0.36604 | 0.63396 | 0.63396 | 0.78677 | 0.2129 | 1 | 0 | 0.88509 | 1 | 0.91021 | 0.84547 | 1 | 0.89126 | 47651.031 | 151587.5083 | 19362207086.6204 | 6776772480.3171 | 16424973 | 19196422.9803 | 3455.3561 | 0.82226 | 0.85614 | 0.023116 | 0.78567 | 0.76909 | 0.8675 | 1.1717
1 | 1 | 1300 | 37295.0965 | 14487.73 | 22807.3665 | 29342.9015 | 7940.195 | 59.8604 | 58.3917 | 58.4688 | 59.8604 | 0 | 0.38846 | 0.61154 | 0.61154 | 0.78678 | 0.2129 | 1 | 0 | 0.89115 | 1 | 0.91691 | 0.84728 | 1 | 0.89782 | 46334.9781 | 151892.9004 | 20131001616.2673 | 7045850565.6936 | 17081971.92 | 19964279.8995 | 3593.5704 | 0.85515 | 0.89039 | 0.023116 | 0.79139 | 0.77064 | 0.86924 | 1.1717
1 | 1 | 1350 | 38729.0617 | 15866.2078 | 22862.854 | 30471.4746 | 8245.5871 | 62.1627 | 60.6375 | 60.7176 | 62.1627 | 0 | 0.40967 | 0.59033 | 0.59033 | 0.78679 | 0.2129 | 1 | 0 | 0.89721 | 1 | 0.92362 | 0.8491 | 1 | 0.90439 | 45018.2889 | 152198.2925 | 20899796145.9142 | 7314928651.07 | 17738970.84 | 20732136.8187 | 3731.7846 | 0.88804 | 0.92463 | 0.023116 | 0.79711 | 0.77219 | 0.87098 | 1.1717
1 | 1 | 1400 | 40163.027 | 17244.7376 | 22918.2894 | 31600.0478 | 8550.9792 | 64.4651 | 62.8833 | 62.9664 | 64.4651 | 0 | 0.42937 | 0.57063 | 0.57063 | 0.78679 | 0.21291 | 1 | 0 | 0.90327 | 1 | 0.93033 | 0.85092 | 1 | 0.91096 | 43699.8416 | 152503.6846 | 21668590675.5612 | 7584006736.4464 | 18395969.76 | 21499993.7379 | 3869.9989 | 0.92093 | 0.95888 | 0.023116 | 0.80283 | 0.77374 | 0.87272 | 1.1717
1 | 1 | 1450 | 41596.9922 | 18623.2674 | 22973.7248 | 32728.6209 | 8856.3713 | 66.7674 | 65.1292 | 65.2152 | 66.7674 | 0 | 0.44771 | 0.55229 | 0.55229 | 0.7868 | 0.21291 | 1 | 0 | 0.90933 | 1 | 0.93703 | 0.85273 | 1 | 0.91752 | 42381.3944 | 152809.0767 | 22437385205.2081 | 7853084821.8228 | 19052968.68 | 22267850.6571 | 4008.2131 | 0.95382 | 0.99312 | 0.023116 | 0.80855 | 0.77529 | 0.87446 | 1.1717
1 | 1 | 1500 | 43030.9575 | 20007.1535 | 23023.8039 | 33857.194 | 9161.7634 | 69.0697 | 67.375 | 67.464 | 69.0697 | 0 | 0.46495 | 0.53505 | 0.53505 | 0.78681 | 0.21291 | 1 | 0 | 0.91539 | 1 | 0.94374 | 0.85455 | 1 | 0.92409 | 41062.9471 | 153114.4688 | 23206179734.855 | 8122162907.1992 | 19709967.6 | 23035707.5764 | 4146.4274 | 0.98671 | 1.0274 | 0.023116 | 0.81428 | 0.77684 | 0.8762 | 1.1717
1 | 1 | 1550 | 44464.9227 | 21393.0619 | 23071.8608 | 34985.7672 | 9467.1555 | 71.372 | 69.6208 | 69.7128 | 71.372 | 0 | 0.48112 | 0.51888 | 0.51888 | 0.78682 | 0.21291 | 1 | 0 | 0.92145 | 1 | 0.95045 | 0.85636 | 1 | 0.93066 | 39744.4999 | 153419.861 | 23974974264.5019 | 8391240992.5757 | 20366966.52 | 23803564.4956 | 4284.6416 | 1.0196 | 1.0616 | 0.023116 | 0.82 | 0.77839 | 0.87795 | 1.1717
1 | 1 | 1600 | 45898.888 | 22780.7348 | 23118.1532 | 36114.3403 | 9772.5477 | 73.6744 | 71.8666 | 71.9616 | 73.6744 | 0 | 0.49632 | 0.50368 | 0.50368 | 0.78682 | 0.21291 | 1 | 0 | 0.9275 | 1 | 0.95716 | 0.85818 | 1 | 0.93723 | 38426.0526 | 153725.2531 | 24743768794.1488 | 8660319077.9521 | 21023965.44 | 24571421.4148 | 4422.8559 | 1.0525 | 1.0959 | 0.023116 | 0.82572 | 0.77994 | 0.87969 | 1.1718
1 | 1 | 1650 | 47332.8532 | 24168.9483 | 23163.9049 | 37242.9134 | 10077.9398 | 75.9767 | 74.1125 | 74.2104 | 75.9767 | 0 | 0.51062 | 0.48938 | 0.48938 | 0.78683 | 0.21292 | 1 | 0 | 0.93356 | 1 | 0.96386 | 0.86 | 1 | 0.94379 | 37107.6054 | 154030.6452 | 25512563323.7957 | 8929397163.3285 | 21680964.36 | 25339278.334 | 4561.0701 | 1.0854 | 1.1301 | 0.023116 | 0.83144 | 0.78148 | 0.88143 | 1.1718
1 | 1 | 1700 | 48766.8185 | 25557.1618 | 23209.6567 | 38371.4866 | 10383.3319 | 78.279 | 76.3583 | 76.4592 | 78.279 | 0 | 0.52407 | 0.47593 | 0.47593 | 0.78684 | 0.21292 | 1 | 0 | 0.93962 | 1 | 0.97057 | 0.86181 | 1 | 0.95036 | 35789.1581 | 154336.0373 | 26281357853.4426 | 9198475248.7049 | 22337963.28 | 26107135.2532 | 4699.2843 | 1.1183 | 1.1644 | 0.023116 | 0.83716 | 0.78303 | 0.88317 | 1.1718
1 | 1 | 1750 | 50200.7837 | 26945.3753 | 23255.4084 | 39500.0597 | 10688.724 | 80.5813 | 78.6041 | 78.708 | 80.5813 | 0 | 0.53675 | 0.46325 | 0.46325 | 0.78684 | 0.21292 | 1 | 0 | 0.94568 | 1 | 0.97728 | 0.86363 | 1 | 0.95693 | 34429.8726 | 154641.4294 | 27050152383.0896 | 9467553334.0813 | 22994962.2 | 26874992.1724 | 4837.4986 | 1.1512 | 1.1986 | 0.023116 | 0.84288 | 0.78458 | 0.88491 | 1.1718
1 | 1 | 1800 | 51634.749 | 28333.5888 | 23301.1602 | 40628.6328 | 10994.1161 | 82.8837 | 80.85 | 80.9568 | 82.8837 | 0 | 0.54873 | 0.45127 | 0.45127 | 0.78685 | 0.21292 | 1 | 0 | 0.95174 | 1 | 0.98 | 0.86544 | 1 | 0.9635 | 33063.8134 | 154946.8215 | 27818946387.6876 | 9736631235.6907 | 23651961.12 | 27642849.0916 | 4975.7128 | 1.1841 | 1.2328 | 0.023116 | 0.8486 | 0.78613 | 0.88665 | 1.1718
1 | 1 | 1850 | 53068.7142 | 29721.8023 | 23346.9119 | 41757.206 | 11299.5082 | 85.186 | 83.0958 | 83.2056 | 85.186 | 0 | 0.56006 | 0.43994 | 0.43994 | 0.78685 | 0.21292 | 1 | 0 | 0.9578 | 1 | 0.98 | 0.86726 | 1 | 0.97006 | 31697.7542 | 155252.2136 | 28587739881.0531 | 10005708958.3686 | 24308960.04 | 28410706.0108 | 5113.9271 | 1.2169 | 1.2671 | 0.023116 | 0.85431 | 0.78768 | 0.88839 | 1.1718
1 | 1 | 1900 | 54502.6794 | 31110.0158 | 23392.6637 | 42885.7791 | 11604.9003 | 87.4883 | 85.3416 | 85.4544 | 87.4883 | 0 | 0.5708 | 0.4292 | 0.4292 | 0.78686 | 0.21292 | 1 | 0 | 0.96386 | 1 | 0.98 | 0.86908 | 1 | 0.97663 | 30331.695 | 155557.6058 | 29356531887.8628 | 10274786160.752 | 24965958.96 | 29178562.9301 | 5252.1413 | 1.2498 | 1.3013 | 0.023116 | 0.86 | 0.78923 | 0.89013 | 1.1718
1 | 1 | 1950 | 55936.6447 | 32498.2293 | 23438.4154 | 44014.3522 | 11910.2925 | 89.7906 | 87.5875 | 87.7032 | 89.7906 | 0 | 0.58098 | 0.41902 | 0.41902 | 0.78686 | 0.21292 | 1 | 0 | 0.96992 | 1 | 0.98 | 0.87089 | 1 | 0.9832 | 28965.6359 | 155862.9979 | 30125322290.9462 | 10543862801.8312 | 25622957.88 | 29946419.8493 | 5390.3556 | 1.2827 | 1.3356 | 0.023116 | 0.86568 | 0.79078 | 0.89187 | 1.1718
1 | 1 | 2000 | 57370.6099 | 33886.4428 | 23484.1671 | 45142.9254 | 12215.6846 | 92.093 | 89.8333 | 89.952 | 92.093 | 0 | 0.59066 | 0.40934 | 0.40934 | 0.78687 | 0.21293 | 1 | 0 | 0.97597 | 1 | 0.98 | 0.87271 | 1 | 0.98976 | 27597.2999 | 156168.39 | 30894107408.956 | 10812937593.1346 | 26279956.8 | 30714276.7685 | 5528.5698 | 1.3156 | 1.3698 | 0.023116 | 0.8713 | 0.79233 | 0.89361 | 1.1718

## 10_城市梯度_city_gradient_cawcc
theta_climate | theta_infra | CAWCC_年_MW | 年尺度限制约束 | CAWCC_日_MW | 日尺度限制约束
0 | 0 | 1150 | reclaimed_water_substitution_ratio | 1150 | reclaimed_water_substitution_ratio
0 | 0.25 | 1200 | reclaimed_water_substitution_ratio | 1200 | reclaimed_water_substitution_ratio
0 | 0.5 | 1300 | reclaimed_water_substitution_ratio | 1250 | reclaimed_water_substitution_ratio
0 | 0.75 | 1350 | reclaimed_water_substitution_ratio | 1250 | reclaimed_water_substitution_ratio
0 | 1 | 1450 | reclaimed_water_substitution_ratio | 1300 | reclaimed_water_substitution_ratio
0.25 | 0 | 1250 | reclaimed_water_substitution_ratio | 1250 | reclaimed_water_substitution_ratio
0.25 | 0.25 | 1350 | reclaimed_water_substitution_ratio | 1300 | reclaimed_water_substitution_ratio
0.25 | 0.5 | 1400 | reclaimed_water_substitution_ratio | 1350 | reclaimed_water_substitution_ratio
0.25 | 0.75 | 1500 | reclaimed_water_substitution_ratio | 1400 | reclaimed_water_substitution_ratio
0.25 | 1 | 1550 | reclaimed_water_substitution_ratio | 1400 | reclaimed_water_substitution_ratio
0.5 | 0 | 1300 | reclaimed_water_substitution_ratio | 1300 | reclaimed_water_substitution_ratio
0.5 | 0.25 | 1400 | reclaimed_water_substitution_ratio | 1400 | reclaimed_water_substitution_ratio
0.5 | 0.5 | 1500 | reclaimed_water_substitution_ratio | 1450 | reclaimed_water_substitution_ratio
0.5 | 0.75 | 1600 | reclaimed_water_substitution_ratio | 1450 | reclaimed_water_substitution_ratio
0.5 | 1 | 1650 | reclaimed_water_substitution_ratio | 1450 | reclaimed_water_substitution_ratio
0.75 | 0 | 1300 | reclaimed_water_substitution_ratio | 1300 | reclaimed_water_substitution_ratio
0.75 | 0.25 | 1400 | reclaimed_water_substitution_ratio | 1400 | reclaimed_water_substitution_ratio
0.75 | 0.5 | 1550 | reclaimed_water_substitution_ratio | 1450 | reclaimed_water_substitution_ratio
0.75 | 0.75 | 1650 | reclaimed_water_substitution_ratio | 1450 | reclaimed_water_substitution_ratio
0.75 | 1 | 1700 | reclaimed_water_substitution_ratio | 1450 | reclaimed_water_substitution_ratio
1 | 0 | 1300 | reclaimed_water_substitution_ratio | 1300 | reclaimed_water_substitution_ratio
1 | 0.25 | 1400 | reclaimed_water_substitution_ratio | 1400 | reclaimed_water_substitution_ratio
1 | 0.5 | 1500 | reclaimed_water_substitution_ratio | 1450 | reclaimed_water_substitution_ratio
1 | 0.75 | 1600 | reclaimed_water_substitution_ratio | 1450 | reclaimed_water_substitution_ratio
1 | 1 | 1650 | reclaimed_water_substitution_ratio | 1450 | reclaimed_water_substitution_ratio

## 10b_边界条件_advanced_city_cawcc
域 | 域标签 | 变体 | 变体说明 | CAWCC_年_MW | 年尺度限制约束 | CAWCC_日_MW | 日尺度限制约束
co | D-CO 气候凉爽端 | baseline | 现状城市（漏损 12 %、再生水利用率 ~15–16 %） | 1750 | max_source_abstraction_ratio | 1450 | max_daily_average_grid_connection_ratio
co | D-CO 气候凉爽端 | leakage_09 | 仅漏损达标（0.12 → 0.09，2025 政策目标） | 2000 |  | 1450 | max_daily_average_grid_connection_ratio
co | D-CO 气候凉爽端 | reuse_25 | 仅再生水达标（政策口径利用率 → 25 %） | 2000 |  | 1450 | max_daily_average_grid_connection_ratio
co | D-CO 气候凉爽端 | both | 两项同时达标 | 2000 |  | 1450 | max_daily_average_grid_connection_ratio

## 10b_边界条件_advanced_city_interven
域 | 域标签 | 变体 | 干预 | CAWCC_日_MW | 限制约束 | 增益_MW | 备注
co | D-CO 气候凉爽端 | baseline | baseline | 1450 | max_daily_average_grid_connection_ratio | 0
co | D-CO 气候凉爽端 | baseline | leakage_minus_30pct | 1450 | max_daily_average_grid_connection_ratio | 0
co | D-CO 气候凉爽端 | baseline | grid_plus_50pct | 1550 | max_wtw_utilization | 100
co | D-CO 气候凉爽端 | leakage_09 | baseline | 1450 | max_daily_average_grid_connection_ratio | 0
co | D-CO 气候凉爽端 | leakage_09 | leakage_minus_30pct | 1450 | max_daily_average_grid_connection_ratio | 0
co | D-CO 气候凉爽端 | leakage_09 | grid_plus_50pct | 1550 | max_local_connection_ratio | 100
co | D-CO 气候凉爽端 | reuse_25 | baseline | 1450 | max_daily_average_grid_connection_ratio | 0
co | D-CO 气候凉爽端 | reuse_25 | leakage_minus_30pct | 1450 | max_daily_average_grid_connection_ratio | 0
co | D-CO 气候凉爽端 | reuse_25 | grid_plus_50pct | 1550 | max_local_connection_ratio | 100
co | D-CO 气候凉爽端 | both | baseline | 1450 | max_daily_average_grid_connection_ratio | 0
co | D-CO 气候凉爽端 | both | leakage_minus_30pct | 1450 | max_daily_average_grid_connection_ratio | 0
co | D-CO 气候凉爽端 | both | grid_plus_50pct | 1550 | max_local_connection_ratio | 100

## 10b_边界条件_advanced_city_indicato
域 | 域标签 | 变体 | 配水干管漏损率_pct | 输配全链漏损率_pct | 再生水政策口径利用率_pct | 人均生活用水_平均日_L_per_cap_d
co | D-CO 气候凉爽端 | baseline | 12 | 13.3156 | 15.0425 | 159.1024
co | D-CO 气候凉爽端 | leakage_09 | 9 | 10.3605 | 15.0425 | 159.1024
co | D-CO 气候凉爽端 | reuse_25 | 12 | 13.3156 | 24.9586 | 159.1024
co | D-CO 气候凉爽端 | both | 9 | 10.3605 | 24.9586 | 159.1024

## 10c_现实尺度诊断_realistic_scale_scan
域 | 域标签 | 人口_万人 | AI装机_MW | system_reliability_fraction | domestic_unmet_ml | unmet_cooling_water_ml | max_wtw_utilization | max_wwtw_utilization | max_source_abstraction_ratio | reclaimed_water_substitution_ratio | peak_capacity_ratio | max_local_connection_ratio | max_daily_average_grid_connection_ratio
ha | D-HA 缺水—高冷负荷端 | 50 | 0 | 1 | 0 | 0 | 0.78585 | 0.82404 | 0.78867 | 0 | 0.78227 | 0 | 0
ha | D-HA 缺水—高冷负荷端 | 50 | 25 | 1 | 0 | 0 | 0.79276 | 0.82586 | 0.7956 | 0.7 | 0.78852 | 0.18403 | 0.017346
ha | D-HA 缺水—高冷负荷端 | 50 | 50 | 1 | 0 | 0 | 0.79966 | 0.82769 | 0.80253 | 0.7 | 0.79477 | 0.19664 | 0.034693
ha | D-HA 缺水—高冷负荷端 | 50 | 75 | 1 | 0 | 0 | 0.80656 | 0.82951 | 0.80946 | 0.7 | 0.80102 | 0.20924 | 0.052039
ha | D-HA 缺水—高冷负荷端 | 50 | 100 | 1 | 0 | 0 | 0.81347 | 0.83134 | 0.81639 | 0.7 | 0.80727 | 0.22185 | 0.069385
ha | D-HA 缺水—高冷负荷端 | 50 | 125 | 1 | 0 | 0 | 0.82037 | 0.83316 | 0.82332 | 0.7 | 0.81352 | 0.23445 | 0.086732
ha | D-HA 缺水—高冷负荷端 | 50 | 150 | 1 | 0 | 0 | 0.82727 | 0.83498 | 0.83024 | 0.7 | 0.81977 | 0.24706 | 0.10408
ha | D-HA 缺水—高冷负荷端 | 50 | 175 | 1 | 0 | 0 | 0.83418 | 0.83681 | 0.83717 | 0.7 | 0.82602 | 0.25966 | 0.12142
ha | D-HA 缺水—高冷负荷端 | 50 | 200 | 1 | 0 | 0 | 0.84108 | 0.83863 | 0.8441 | 0.7 | 0.83227 | 0.27227 | 0.13877
ha | D-HA 缺水—高冷负荷端 | 50 | 225 | 1 | 0 | 0 | 0.84798 | 0.84046 | 0.85103 | 0.7 | 0.83852 | 0.28487 | 0.15612
ha | D-HA 缺水—高冷负荷端 | 50 | 250 | 1 | 0 | 0 | 0.85489 | 0.84228 | 0.85796 | 0.7 | 0.84478 | 0.29748 | 0.17346
ha | D-HA 缺水—高冷负荷端 | 50 | 275 | 1 | 0 | 0 | 0.86179 | 0.84411 | 0.86489 | 0.7 | 0.85103 | 0.31008 | 0.19081
ha | D-HA 缺水—高冷负荷端 | 50 | 300 | 1 | 0 | 0 | 0.86869 | 0.84593 | 0.87181 | 0.7 | 0.85728 | 0.32269 | 0.20816
ha | D-HA 缺水—高冷负荷端 | 50 | 325 | 1 | 0 | 0 | 0.8756 | 0.84775 | 0.87874 | 0.7 | 0.86353 | 0.33529 | 0.2255
ha | D-HA 缺水—高冷负荷端 | 50 | 350 | 1 | 0 | 0 | 0.8825 | 0.84958 | 0.88567 | 0.7 | 0.86978 | 0.3479 | 0.24285
ha | D-HA 缺水—高冷负荷端 | 50 | 375 | 1 | 0 | 0 | 0.8894 | 0.8514 | 0.8926 | 0.7 | 0.87603 | 0.3605 | 0.2602
ha | D-HA 缺水—高冷负荷端 | 50 | 400 | 1 | 0 | 0 | 0.89631 | 0.85323 | 0.89953 | 0.7 | 0.88228 | 0.37311 | 0.27754
ha | D-HA 缺水—高冷负荷端 | 50 | 425 | 1 | 0 | 0 | 0.90321 | 0.85505 | 0.90646 | 0.7 | 0.88853 | 0.38571 | 0.29489
ha | D-HA 缺水—高冷负荷端 | 50 | 450 | 1 | 0 | 0 | 0.91012 | 0.85687 | 0.91338 | 0.7 | 0.89478 | 0.39832 | 0.31223
ha | D-HA 缺水—高冷负荷端 | 50 | 475 | 1 | 0 | 0 | 0.91702 | 0.8587 | 0.92031 | 0.69999 | 0.90103 | 0.41092 | 0.32958
ha | D-HA 缺水—高冷负荷端 | 50 | 500 | 1 | 0 | 0 | 0.92392 | 0.86052 | 0.92724 | 0.69995 | 0.90728 | 0.42353 | 0.34693
ha | D-HA 缺水—高冷负荷端 | 50 | 525 | 1 | 0 | 0 | 0.93083 | 0.86235 | 0.93417 | 0.69991 | 0.91353 | 0.43613 | 0.36427
ha | D-HA 缺水—高冷负荷端 | 50 | 550 | 1 | 0 | 0 | 0.93773 | 0.86417 | 0.9411 | 0.69988 | 0.91978 | 0.44874 | 0.38162
ha | D-HA 缺水—高冷负荷端 | 50 | 575 | 1 | 0 | 0 | 0.94463 | 0.86599 | 0.94802 | 0.69746 | 0.92603 | 0.46134 | 0.39897
ha | D-HA 缺水—高冷负荷端 | 50 | 600 | 1 | 0 | 0 | 0.95154 | 0.86782 | 0.95495 | 0.68855 | 0.93228 | 0.47395 | 0.41631
ha | D-HA 缺水—高冷负荷端 | 100 | 0 | 1 | 0 | 0 | 0.78585 | 0.82404 | 0.78867 | 0 | 0.78227 | 0 | 0
ha | D-HA 缺水—高冷负荷端 | 100 | 25 | 1 | 0 | 0 | 0.7893 | 0.82495 | 0.79214 | 0.7 | 0.7854 | 0.18403 | 0.017346
ha | D-HA 缺水—高冷负荷端 | 100 | 50 | 1 | 0 | 0 | 0.79276 | 0.82586 | 0.7956 | 0.7 | 0.78852 | 0.19664 | 0.034693
ha | D-HA 缺水—高冷负荷端 | 100 | 75 | 1 | 0 | 0 | 0.79621 | 0.82678 | 0.79907 | 0.7 | 0.79165 | 0.20924 | 0.052039
ha | D-HA 缺水—高冷负荷端 | 100 | 100 | 1 | 0 | 0 | 0.79966 | 0.82769 | 0.80253 | 0.7 | 0.79477 | 0.22185 | 0.069385
ha | D-HA 缺水—高冷负荷端 | 100 | 125 | 1 | 0 | 0 | 0.80311 | 0.8286 | 0.806 | 0.7 | 0.7979 | 0.23445 | 0.086732
ha | D-HA 缺水—高冷负荷端 | 100 | 150 | 1 | 0 | 0 | 0.80656 | 0.82951 | 0.80946 | 0.7 | 0.80102 | 0.24706 | 0.10408
ha | D-HA 缺水—高冷负荷端 | 100 | 175 | 1 | 0 | 0 | 0.81001 | 0.83042 | 0.81292 | 0.7 | 0.80415 | 0.25966 | 0.12142
ha | D-HA 缺水—高冷负荷端 | 100 | 200 | 1 | 0 | 0 | 0.81347 | 0.83134 | 0.81639 | 0.7 | 0.80727 | 0.27227 | 0.13877
ha | D-HA 缺水—高冷负荷端 | 100 | 225 | 1 | 0 | 0 | 0.81692 | 0.83225 | 0.81985 | 0.7 | 0.8104 | 0.28487 | 0.15612
ha | D-HA 缺水—高冷负荷端 | 100 | 250 | 1 | 0 | 0 | 0.82037 | 0.83316 | 0.82332 | 0.7 | 0.81352 | 0.29748 | 0.17346
ha | D-HA 缺水—高冷负荷端 | 100 | 275 | 1 | 0 | 0 | 0.82382 | 0.83407 | 0.82678 | 0.7 | 0.81665 | 0.31008 | 0.19081
ha | D-HA 缺水—高冷负荷端 | 100 | 300 | 1 | 0 | 0 | 0.82727 | 0.83498 | 0.83024 | 0.7 | 0.81977 | 0.32269 | 0.20816
ha | D-HA 缺水—高冷负荷端 | 100 | 325 | 1 | 0 | 0 | 0.83073 | 0.8359 | 0.83371 | 0.7 | 0.8229 | 0.33529 | 0.2255
ha | D-HA 缺水—高冷负荷端 | 100 | 350 | 1 | 0 | 0 | 0.83418 | 0.83681 | 0.83717 | 0.7 | 0.82602 | 0.3479 | 0.24285
ha | D-HA 缺水—高冷负荷端 | 100 | 375 | 1 | 0 | 0 | 0.83763 | 0.83772 | 0.84064 | 0.7 | 0.82915 | 0.3605 | 0.2602
ha | D-HA 缺水—高冷负荷端 | 100 | 400 | 1 | 0 | 0 | 0.84108 | 0.83863 | 0.8441 | 0.7 | 0.83227 | 0.37311 | 0.27754
ha | D-HA 缺水—高冷负荷端 | 100 | 425 | 1 | 0 | 0 | 0.84453 | 0.83955 | 0.84757 | 0.7 | 0.8354 | 0.38571 | 0.29489
ha | D-HA 缺水—高冷负荷端 | 100 | 450 | 1 | 0 | 0 | 0.84798 | 0.84046 | 0.85103 | 0.7 | 0.83852 | 0.39832 | 0.31223
ha | D-HA 缺水—高冷负荷端 | 100 | 475 | 1 | 0 | 0 | 0.85144 | 0.84137 | 0.85449 | 0.7 | 0.84165 | 0.41092 | 0.32958
ha | D-HA 缺水—高冷负荷端 | 100 | 500 | 1 | 0 | 0 | 0.85489 | 0.84228 | 0.85796 | 0.7 | 0.84478 | 0.42353 | 0.34693
ha | D-HA 缺水—高冷负荷端 | 100 | 525 | 1 | 0 | 0 | 0.85834 | 0.84319 | 0.86142 | 0.7 | 0.8479 | 0.43613 | 0.36427
ha | D-HA 缺水—高冷负荷端 | 100 | 550 | 1 | 0 | 0 | 0.86179 | 0.84411 | 0.86489 | 0.7 | 0.85103 | 0.44874 | 0.38162
ha | D-HA 缺水—高冷负荷端 | 100 | 575 | 1 | 0 | 0 | 0.86524 | 0.84502 | 0.86835 | 0.7 | 0.85415 | 0.46134 | 0.39897
ha | D-HA 缺水—高冷负荷端 | 100 | 600 | 1 | 0 | 0 | 0.86869 | 0.84593 | 0.87181 | 0.7 | 0.85728 | 0.47395 | 0.41631

## 10c_现实尺度诊断_realistic_scale_firs
域 | 人口_万人 | 人口_万人_显示 | 首个max_wtw_utilization_≥0.95_MW | 首个max_wwtw_utilization_≥0.95_MW | 首个max_source_abstraction_ratio_≥0.95_MW | 首个peak_capacity_ratio_≥0.95_MW | 首个max_local_connection_ratio_≥0.95_MW | 首个max_daily_average_grid_connection_ratio_≥0.95_MW | 首个system_reliability_fraction_<0.99_MW | 首个reclaimed_water_substitution_ratio_<0.65_MW
ha | 50 | 50 | 600 |  | 600 |  |  |  |  | 0
ha | 100 | 100 | [7 empty] | 0

## 10c_现实尺度诊断_constraint_binding_d
域 | 尺度 | 容量_MW | 越界约束数 | 越界约束 | system_reliability_fraction | domestic_unmet_ml | unmet_cooling_water_ml | max_wtw_utilization | max_wwtw_utilization | max_source_abstraction_ratio | reclaimed_water_substitution_ratio | peak_capacity_ratio | max_local_connection_ratio | max_daily_average_grid_connection_ratio | mean_wtw_utilization | mean_wwtw_utilization | mean_reuse_utilization
ha | 日尺度 | 900 | 0 |  | 1 | 0 | 0 | 0.91012 | 0.85687 | 0.91338 | 0.7 | 0.89478 | 0.62521 | 0.62447
ha | 日尺度 | 950 | 0 |  | 1 | 0 | 0 | 0.91702 | 0.8587 | 0.92031 | 0.7 | 0.90103 | 0.65042 | 0.65916
ha | 日尺度 | 1000 | 0 |  | 1 | 0 | 0 | 0.92392 | 0.86052 | 0.92724 | 0.7 | 0.90728 | 0.67563 | 0.69385
ha | 日尺度 | 1050 | 0 |  | 1 | 0 | 0 | 0.93083 | 0.86235 | 0.93417 | 0.7 | 0.91353 | 0.70084 | 0.72855
ha | 日尺度 | 1100 | 0 |  | 1 | 0 | 0 | 0.93773 | 0.86417 | 0.9411 | 0.7 | 0.91978 | 0.73303 | 0.76324
ha | 日尺度 | 1150 | 0 |  | 1 | 0 | 0 | 0.94463 | 0.86599 | 0.94802 | 0.69761 | 0.92603 | 0.76635 | 0.79793
ha | 日尺度 | 1200 | 2 | max_wtw_utilization; max_source_abstraction_ratio | 1 | 0 | 0 | 0.95154 | 0.86782 | 0.95495 | 0.68873 | 0.93228 | 0.79967 | 0.83262
ha | 日尺度 | 1250 | 2 | max_wtw_utilization; max_source_abstraction_ratio | 1 | 0 | 0 | 0.95844 | 0.86964 | 0.96188 | 0.67479 | 0.93853 | 0.83299 | 0.86732
ha | 日尺度 | 1300 | 2 | max_wtw_utilization; max_source_abstraction_ratio | 1 | 0 | 0 | 0.96534 | 0.87147 | 0.96881 | 0.65561 | 0.94478 | 0.86631 | 0.90201
ha | 日尺度 | 1350 | 3 | max_wtw_utilization; max_source_abstraction_ratio; reclaimed_water_substitution_ratio | 1 | 0 | 0 | 0.97225 | 0.87329 | 0.97574 | 0.63445 | 0.95103 | 0.89963 | 0.9367
ha | 日尺度 | 1400 | 3 | max_wtw_utilization; max_source_abstraction_ratio; reclaimed_water_substitution_ratio | 1 | 0 | 0 | 0.97915 | 0.87511 | 0.98267 | 0.61342 | 0.95728 | 0.93295 | 0.9714
ha | 日尺度 | 1450 | 4 | max_wtw_utilization; max_source_abstraction_ratio; reclaimed_water_substitution_ratio; max_daily_average_grid_connection_ratio | 1 | 0 | 0 | 0.98 | 0.87694 | 0.98959 | 0.59361 | 0.96353 | 0.96627 | 1.0061
ha | 日尺度 | 1500 | 4 | max_wtw_utilization; max_source_abstraction_ratio; reclaimed_water_substitution_ratio; max_daily_average_grid_connection_ratio | 1 | 0 | 0 | 0.98 | 0.87876 | 0.99652 | 0.57513 | 0.96978 | 0.99959 | 1.0408
ha | 年尺度 | 900 | 0 |  | 1 | 0 | 0 |  |  | 0.91338 | 0.7 |  |  |  | 0.77842 | 0.77416 | 0.83812
ha | 年尺度 | 950 | 0 |  | 1 | 0 | 0 |  |  | 0.92031 | 0.7 |  |  |  | 0.78435 | 0.77573 | 0.83981
ha | 年尺度 | 1000 | 0 |  | 1 | 0 | 0 |  |  | 0.92724 | 0.7 |  |  |  | 0.79029 | 0.7773 | 0.8415
ha | 年尺度 | 1050 | 0 |  | 1 | 0 | 0 |  |  | 0.93417 | 0.7 |  |  |  | 0.79622 | 0.77887 | 0.8432
ha | 年尺度 | 1100 | 0 |  | 1 | 0 | 0 |  |  | 0.9411 | 0.7 |  |  |  | 0.80215 | 0.78043 | 0.84489
ha | 年尺度 | 1150 | 0 |  | 1 | 0 | 0 |  |  | 0.94802 | 0.69761 |  |  |  | 0.80808 | 0.782 | 0.84658
ha | 年尺度 | 1200 | 1 | max_source_abstraction_ratio | 1 | 0 | 0 |  |  | 0.95495 | 0.68873 |  |  |  | 0.81402 | 0.78357 | 0.84827
ha | 年尺度 | 1250 | 1 | max_source_abstraction_ratio | 1 | 0 | 0 |  |  | 0.96188 | 0.67479 |  |  |  | 0.81995 | 0.78514 | 0.84996
ha | 年尺度 | 1300 | 1 | max_source_abstraction_ratio | 1 | 0 | 0 |  |  | 0.96881 | 0.65561 |  |  |  | 0.82588 | 0.78671 | 0.85165
ha | 年尺度 | 1350 | 2 | max_source_abstraction_ratio; reclaimed_water_substitution_ratio | 1 | 0 | 0 |  |  | 0.97574 | 0.63445 |  |  |  | 0.83182 | 0.78827 | 0.85334
ha | 年尺度 | 1400 | 2 | max_source_abstraction_ratio; reclaimed_water_substitution_ratio | 1 | 0 | 0 |  |  | 0.98267 | 0.61342 |  |  |  | 0.83775 | 0.78984 | 0.85504
ha | 年尺度 | 1450 | 2 | max_source_abstraction_ratio; reclaimed_water_substitution_ratio | 1 | 0 | 0 |  |  | 0.98959 | 0.59361 |  |  |  | 0.84367 | 0.79141 | 0.85673
ha | 年尺度 | 1500 | 2 | max_source_abstraction_ratio; reclaimed_water_substitution_ratio | 1 | 0 | 0 |  |  | 0.99652 | 0.57513 |  |  |  | 0.84958 | 0.79298 | 0.85842
co | 日尺度 | 900 | 0 |  | 1 | 0 | 0 | 0.85943 | 0.82721 | 0.84153 | 0.45 | 0.83874 | 0.6084 | 0.61642
co | 日尺度 | 950 | 0 |  | 1 | 0 | 0 | 0.86592 | 0.82872 | 0.84789 | 0.45 | 0.84458 | 0.63268 | 0.65067
co | 日尺度 | 1000 | 0 |  | 1 | 0 | 0 | 0.87241 | 0.83023 | 0.85425 | 0.45 | 0.85042 | 0.65696 | 0.68491
co | 日尺度 | 1050 | 0 |  | 1 | 0 | 0 | 0.87891 | 0.83174 | 0.86061 | 0.45 | 0.85626 | 0.68123 | 0.71916
co | 日尺度 | 1100 | 0 |  | 1 | 0 | 0 | 0.8854 | 0.83325 | 0.86697 | 0.45 | 0.8621 | 0.70551 | 0.7534
co | 日尺度 | 1150 | 0 |  | 1 | 0 | 0 | 0.8919 | 0.83475 | 0.87333 | 0.45 | 0.86794 | 0.72979 | 0.78765
co | 日尺度 | 1200 | 0 |  | 1 | 0 | 0 | 0.89839 | 0.83626 | 0.87968 | 0.45 | 0.87378 | 0.76086 | 0.8219
co | 日尺度 | 1250 | 0 |  | 1 | 0 | 0 | 0.90488 | 0.83777 | 0.88604 | 0.45 | 0.87962 | 0.79256 | 0.85614
co | 日尺度 | 1300 | 0 |  | 1 | 0 | 0 | 0.91138 | 0.83928 | 0.8924 | 0.45 | 0.88546 | 0.82426 | 0.89039
co | 日尺度 | 1350 | 0 |  | 1 | 0 | 0 | 0.91787 | 0.84079 | 0.89876 | 0.45 | 0.8913 | 0.85596 | 0.92463
co | 日尺度 | 1400 | 0 |  | 1 | 0 | 0 | 0.92436 | 0.84229 | 0.90512 | 0.45 | 0.89714 | 0.88767 | 0.95888
co | 日尺度 | 1450 | 0 |  | 1 | 0 | 0 | 0.93086 | 0.8438 | 0.91148 | 0.45 | 0.90298 | 0.91937 | 0.99312
co | 日尺度 | 1500 | 1 | max_daily_average_grid_connection_ratio | 1 | 0 | 0 | 0.93735 | 0.84531 | 0.91784 | 0.45 | 0.90882 | 0.95107 | 1.0274
co | 年尺度 | 900 | 0 |  | 1 | 0 | 0 |  |  | 0.84153 | 0.45 |  |  |  | 0.74236 | 0.75351 | 0.85
co | 年尺度 | 950 | 0 |  | 1 | 0 | 0 |  |  | 0.84789 | 0.45 |  |  |  | 0.7479 | 0.7548 | 0.85145
co | 年尺度 | 1000 | 0 |  | 1 | 0 | 0 |  |  | 0.85425 | 0.45 |  |  |  | 0.75343 | 0.75609 | 0.85289
co | 年尺度 | 1050 | 0 |  | 1 | 0 | 0 |  |  | 0.86061 | 0.45 |  |  |  | 0.75897 | 0.75737 | 0.85434
co | 年尺度 | 1100 | 0 |  | 1 | 0 | 0 |  |  | 0.86697 | 0.45 |  |  |  | 0.76451 | 0.75866 | 0.85578
co | 年尺度 | 1150 | 0 |  | 1 | 0 | 0 |  |  | 0.87333 | 0.45 |  |  |  | 0.77005 | 0.75995 | 0.85723
co | 年尺度 | 1200 | 0 |  | 1 | 0 | 0 |  |  | 0.87968 | 0.45 |  |  |  | 0.77559 | 0.76123 | 0.85867
co | 年尺度 | 1250 | 0 |  | 1 | 0 | 0 |  |  | 0.88604 | 0.45 |  |  |  | 0.78113 | 0.76252 | 0.86012
co | 年尺度 | 1300 | 0 |  | 1 | 0 | 0 |  |  | 0.8924 | 0.45 |  |  |  | 0.78667 | 0.76381 | 0.86157
co | 年尺度 | 1350 | 0 |  | 1 | 0 | 0 |  |  | 0.89876 | 0.45 |  |  |  | 0.79221 | 0.76509 | 0.86301
co | 年尺度 | 1400 | 0 |  | 1 | 0 | 0 |  |  | 0.90512 | 0.45 |  |  |  | 0.79775 | 0.76638 | 0.86446
co | 年尺度 | 1450 | 0 |  | 1 | 0 | 0 |  |  | 0.91148 | 0.45 |  |  |  | 0.80329 | 0.76767 | 0.8659
co | 年尺度 | 1500 | 0 |  | 1 | 0 | 0 |  |  | 0.91784 | 0.45 |  |  |  | 0.80883 | 0.76895 | 0.86735

## 10c_现实尺度诊断_experiment_design_au
检查类别 | 检查项 | 判定 | 实测值 | 参照/预期 | 说明
A 实验设计自洽 | 入流/取水能力 | WARN | 0.694 | 若长期实际取水超过入流，需检验库容趋势（能力是上限，不是日均取水） | 年均入流 263.7 ML/d，取水能力 380.0 ML/d；此处是稳态诊断，不是现实性判否
A 实验设计自洽 | 库容/年取水能力 | PASS | 0.865 | (0.8, 3.0)（文档 15 节声称 1.3–1.4） | 库容 120,000 ML，年取水能力 138,700 ML
C 现实性 | 人均综合供水量 L/(人·d) | PASS | 247.0 | 150–550 | 人口 1,000,000，配水干管进水 247.0 ML/d（无 AI 负荷）
C 现实性 | 基线城市供水保证率 | PASS | 未满足 5.06e-12 ML | ≈0 | 0 MW 基线不应有任何缺水（V12）
C 现实性 | 城市用水需求结构（工业占比） | PASS | 居民生活 65.5%; 工业 24.0%; 市政杂用 7.9%; 灌溉 2.6% | 工业 20–40 %（中国设区城市典型） | 总需求 249.7 ML/d。工业占比过低会**高估**留给 AI 的水量余量，从而高估 CAWCC
C 现实性 | 城市非 AI 用电是否被建模 | PASS | 均值 684.9 MW；峰值 817.9 MW | 存在正值城市基线负荷序列 | 来源列 city_non_ai_electricity_mw；用于 AI 占城市负荷和节点余量诊断
C 现实性 | AI 峰值日均功率/电网接入容量 @300 MW | PASS | 0.208（均值 266 MW，峰值 312 MW） | ≤0.95（规划裕度） | 列 facility_energy_mwh（MWh/d ÷24；约束采用逐日峰值），电网接入 1500 MW
C 现实性 | AI 峰值日均功率/电网接入容量 @1000 MW | PASS | 0.694（均值 887 MW，峰值 1041 MW） | ≤0.95（规划裕度） | 列 facility_energy_mwh（MWh/d ÷24；约束采用逐日峰值），电网接入 1500 MW
C 现实性 | AI 峰值日均功率/电网接入容量 @1450 MW | FAIL | 1.006（均值 1286 MW，峰值 1509 MW） | ≤0.95（规划裕度） | 列 facility_energy_mwh（MWh/d ÷24；约束采用逐日峰值），电网接入 1500 MW
C 现实性 | AI 峰值日均功率/电网接入容量 @1500 MW | FAIL | 1.041（均值 1331 MW，峰值 1561 MW） | ≤0.95（规划裕度） | 列 facility_energy_mwh（MWh/d ÷24；约束采用逐日峰值），电网接入 1500 MW
C 现实性 | AI 峰值日均功率/电网接入容量 @1750 MW | FAIL | 1.214（均值 1552 MW，峰值 1821 MW） | ≤0.95（规划裕度） | 列 facility_energy_mwh（MWh/d ÷24；约束采用逐日峰值），电网接入 1500 MW
C 现实性 | AI 峰值日均功率/电网接入容量 @2000 MW | FAIL | 1.388（均值 1774 MW，峰值 2082 MW） | ≤0.95（规划裕度） | 列 facility_energy_mwh（MWh/d ÷24；约束采用逐日峰值），电网接入 1500 MW
C 现实性 | 压力测试容量是否有公开部署尺度参照 | PASS | 50–2000 MW；公开项目已出现约 1 GW 级 AI 园区 | 参照项目和电网条件应逐项目注明 | 50–300 MW 可代表中型园区；1 GW 级项目已进入公开规划，容量本身不能判定为失真
A 实验设计自洽 | 降漏损节水量可支撑的 AI 装机（推算） | PASS | 244 MW（节水 9.71 ML/d，AI 单耗 0.0398 ML/d/MW） | 与实测增益 +150 MW 应同量级 | 若相差数倍，说明增益来自网格分辨率或约束切换，而非水量收支
B 数据口径 | technology_comparison[dry_first] WUE 口径 | PASS | WUE=0.4340 | 反算应≈0.4340 | annual_withdrawal_ml 是年化值；WUE 使用同一期的全期取水与 IT 能耗
A 实验设计自洽 | 0–300 MW 现实区间内各约束最大取值 | WARN | system_reliability_fraction=1.000; domestic_unmet_ml=0.000; unmet_cooling_water_ml=0.000; max_wtw_utilization=0.827; max_wwtw_utilization=0.835; max_source_abstraction_ratio=0.830; reclaimed_water_substitution_ratio=0.700; peak_capacity_ratio=0.820; max_local_connection_ratio=0.323; max_daily_average_grid_connection_ratio=0.208 | <0.95 表示现实区间内无约束触发 | 若都在 0.95 以下，说明**现实尺度下承载约束根本不生效**，主结论必须折算后才能引用
A 实验设计自洽 | 末库容不低于初始值的最大容量 | WARN | 150.0 MW（首次下降 200.0 MW） | 与设施吞吐 CAWCC 分开报告 | 两年合成驱动诊断；不等同多年可靠供水能力
A 实验设计自洽 | 入流/取水能力 | WARN | 0.732 | 若长期实际取水超过入流，需检验库容趋势（能力是上限，不是日均取水） | 年均入流 292.9 ML/d，取水能力 400.0 ML/d；此处是稳态诊断，不是现实性判否
A 实验设计自洽 | 库容/年取水能力 | PASS | 0.822 | (0.8, 3.0)（文档 15 节声称 1.3–1.4） | 库容 120,000 ML，年取水能力 146,000 ML
C 现实性 | 人均综合供水量 L/(人·d) | PASS | 242.7 | 150–550 | 人口 1,000,000，配水干管进水 242.7 ML/d（无 AI 负荷）
C 现实性 | 基线城市供水保证率 | PASS | 未满足 4.46e-12 ML | ≈0 | 0 MW 基线不应有任何缺水（V12）
C 现实性 | 城市用水需求结构（工业占比） | PASS | 居民生活 65.4%; 工业 24.7%; 市政杂用 7.7%; 灌溉 2.2% | 工业 20–40 %（中国设区城市典型） | 总需求 243.3 ML/d。工业占比过低会**高估**留给 AI 的水量余量，从而高估 CAWCC
C 现实性 | 城市非 AI 用电是否被建模 | PASS | 均值 684.9 MW；峰值 817.9 MW | 存在正值城市基线负荷序列 | 来源列 city_non_ai_electricity_mw；用于 AI 占城市负荷和节点余量诊断
C 现实性 | AI 峰值日均功率/电网接入容量 @300 MW | PASS | 0.205（均值 263 MW，峰值 308 MW） | ≤0.95（规划裕度） | 列 facility_energy_mwh（MWh/d ÷24；约束采用逐日峰值），电网接入 1500 MW
C 现实性 | AI 峰值日均功率/电网接入容量 @1000 MW | PASS | 0.685（均值 877 MW，峰值 1027 MW） | ≤0.95（规划裕度） | 列 facility_energy_mwh（MWh/d ÷24；约束采用逐日峰值），电网接入 1500 MW
C 现实性 | AI 峰值日均功率/电网接入容量 @1450 MW | FAIL | 0.993（均值 1271 MW，峰值 1490 MW） | ≤0.95（规划裕度） | 列 facility_energy_mwh（MWh/d ÷24；约束采用逐日峰值），电网接入 1500 MW
C 现实性 | AI 峰值日均功率/电网接入容量 @1500 MW | FAIL | 1.027（均值 1315 MW，峰值 1541 MW） | ≤0.95（规划裕度） | 列 facility_energy_mwh（MWh/d ÷24；约束采用逐日峰值），电网接入 1500 MW
C 现实性 | AI 峰值日均功率/电网接入容量 @1750 MW | FAIL | 1.199（均值 1534 MW，峰值 1798 MW） | ≤0.95（规划裕度） | 列 facility_energy_mwh（MWh/d ÷24；约束采用逐日峰值），电网接入 1500 MW
C 现实性 | AI 峰值日均功率/电网接入容量 @2000 MW | FAIL | 1.370（均值 1753 MW，峰值 2055 MW） | ≤0.95（规划裕度） | 列 facility_energy_mwh（MWh/d ÷24；约束采用逐日峰值），电网接入 1500 MW
C 现实性 | 压力测试容量是否有公开部署尺度参照 | PASS | 50–2000 MW；公开项目已出现约 1 GW 级 AI 园区 | 参照项目和电网条件应逐项目注明 | 50–300 MW 可代表中型园区；1 GW 级项目已进入公开规划，容量本身不能判定为失真
A 实验设计自洽 | 降漏损节水量可支撑的 AI 装机（推算） | PASS | 252 MW（节水 9.54 ML/d，AI 单耗 0.0379 ML/d/MW） | 与实测增益 +150 MW 应同量级 | 若相差数倍，说明增益来自网格分辨率或约束切换，而非水量收支
B 数据口径 | technology_comparison[dry_first] WUE 口径 | PASS | WUE=0.0198 | 反算应≈0.0198 | annual_withdrawal_ml 是年化值；WUE 使用同一期的全期取水与 IT 能耗
A 实验设计自洽 | 0–300 MW 现实区间内各约束最大取值 | WARN | system_reliability_fraction=1.000; domestic_unmet_ml=0.000; unmet_cooling_water_ml=0.000; max_wtw_utilization=0.781; max_wwtw_utilization=0.809; max_source_abstraction_ratio=0.765; reclaimed_water_substitution_ratio=0.450; peak_capacity_ratio=0.769; max_local_connection_ratio=0.317; max_daily_average_grid_connection_ratio=0.205 | <0.95 表示现实区间内无约束触发 | 若都在 0.95 以下，说明**现实尺度下承载约束根本不生效**，主结论必须折算后才能引用
A 实验设计自洽 | 末库容不低于初始值的最大容量 | WARN | 900.0 MW（首次下降 950.0 MW） | 与设施吞吐 CAWCC 分开报告 | 两年合成驱动诊断；不等同多年可靠供水能力

## 11_文献对标_literature_benchmark
模型对象 | 模型来源 | 指标 | 模型值 | 对标主体 | 对标年份 | 对标区间低 | 对标区间高 | 判定 | 偏差 | 相对偏差 | 对标来源性质 | 对标来源说明
dry | 模型-D-HA | WUE_L_per_kWh | 0 | Google | 2024 | 1.2 | 1.2 | 可比 | -1.2 | -1 | DISCLOSURE | FY24 WUE 1.2 L/kWh；转述自券商研究报告摘录
dry | 模型-D-HA | WUE_L_per_kWh | 0 | Google | 2024 | 0.64 | 0.64 | 可比 | -0.64 | -1 | DISCLOSURE | 同一年另一来源报 fleet-wide 0.64 L/kWh——口径差异示例
dry | 模型-D-HA | WUE_L_per_kWh | 0 | Meta | 2024 | 0.2 | 0.2 | 可比 | -0.2 | -1 | DISCLOSURE | FY24 WUE；券商摘录
dry | 模型-D-HA | WUE_L_per_kWh | 0 | Meta | 2024 | 0.26 | 0.26 | 可比 | -0.26 | -1 | INDUSTRY | 行业来源报 fleet-wide 0.26 L/kWh（2024，空气侧自然冷却占比高）
dry | 模型-D-HA | WUE_L_per_kWh | 0 | Amazon/AWS | 2023 | 0.18 | 0.18 | 可比 | -0.18 | -1 | DISCLOSURE | 2023 WUE；券商摘录
dry | 模型-D-HA | WUE_L_per_kWh | 0 | Microsoft | 2024 | 0.3 | 0.49 | 可比 | -0.395 | -1 | DISCLOSURE | FY24 WUE：券商摘录 0.30；行业来源报 fleet-wide 0.49
dry | 模型-D-HA | WUE_L_per_kWh | 0 | 阿里巴巴 | 2025 | 1.144 | 1.8 | 可比 | -1.472 | -1 | DISCLOSURE | 2025 WUE 1.144 全站均值；蒸发冷却站点 1.8，风冷站点 0.329
dry | 模型-D-HA | WUE_L_per_kWh | 0 | 百度 | 2024 | 1.61 | 1.61 | 可比 | -1.61 | -1 | DISCLOSURE | 2024 WUE
dry | 模型-D-HA | WUE_L_per_kWh | 0 | Equinix | 2024 | 0.95 | 1.55 | 可比 | -1.25 | -1 | DISCLOSURE | 2024 WUE 0.95 全站；蒸发冷却站点 1.55
dry | 模型-D-HA | WUE_L_per_kWh | 0 | 行业基准-无水冷却 | 2025 | 0 | 0 | 在区间内 | 0 |  | INDUSTRY | 风冷/自然冷却：蒸发量为零时 WUE = 0
dry | 模型-D-HA | WUE_L_per_kWh | 0 | 行业基准-领先超大规模 | 2025 | 0.2 | 0.5 | 在区间外 | 0.2 | 0.5714 | INDUSTRY | 领先超大规模运营商区间
dry | 模型-D-HA | WUE_L_per_kWh | 0 | 行业基准-平均托管型 | 2025 | 1 | 1.8 | 在区间外 | 1 | 0.7143 | INDUSTRY | 一般 colocation 设施区间
dry | 模型-D-HA | WUE_L_per_kWh | 0 | 行业基准-老旧低效 | 2025 | 2 | 4 | 在区间外 | 2 | 0.6667 | INDUSTRY | 老旧或低效设施区间
dry | 模型-D-HA | WUE_L_per_kWh | 0 | 行业基准-蒸发冷却消耗率 | 2025 | 1.8 | 4 | 在区间外 | 1.8 | 0.6207 | INDUSTRY | 蒸发冷却的出现实消耗率（依气候与系统效率）
dry_first | 模型-D-HA | WUE_L_per_kWh | 0.434 | Google | 2024 | 1.2 | 1.2 | 可比 | -0.766 | -0.6383 | DISCLOSURE | FY24 WUE 1.2 L/kWh；转述自券商研究报告摘录
dry_first | 模型-D-HA | WUE_L_per_kWh | 0.434 | Google | 2024 | 0.64 | 0.64 | 可比 | -0.206 | -0.3219 | DISCLOSURE | 同一年另一来源报 fleet-wide 0.64 L/kWh——口径差异示例
dry_first | 模型-D-HA | WUE_L_per_kWh | 0.434 | Meta | 2024 | 0.2 | 0.2 | 可比 | 0.234 | 1.17 | DISCLOSURE | FY24 WUE；券商摘录
dry_first | 模型-D-HA | WUE_L_per_kWh | 0.434 | Meta | 2024 | 0.26 | 0.26 | 可比 | 0.174 | 0.6693 | INDUSTRY | 行业来源报 fleet-wide 0.26 L/kWh（2024，空气侧自然冷却占比高）
dry_first | 模型-D-HA | WUE_L_per_kWh | 0.434 | Amazon/AWS | 2023 | 0.18 | 0.18 | 可比 | 0.254 | 1.4111 | DISCLOSURE | 2023 WUE；券商摘录
dry_first | 模型-D-HA | WUE_L_per_kWh | 0.434 | Microsoft | 2024 | 0.3 | 0.49 | 可比 | 0.039 | 0.0987 | DISCLOSURE | FY24 WUE：券商摘录 0.30；行业来源报 fleet-wide 0.49
dry_first | 模型-D-HA | WUE_L_per_kWh | 0.434 | 阿里巴巴 | 2025 | 1.144 | 1.8 | 可比 | -1.038 | -0.7052 | DISCLOSURE | 2025 WUE 1.144 全站均值；蒸发冷却站点 1.8，风冷站点 0.329
dry_first | 模型-D-HA | WUE_L_per_kWh | 0.434 | 百度 | 2024 | 1.61 | 1.61 | 可比 | -1.176 | -0.7304 | DISCLOSURE | 2024 WUE
dry_first | 模型-D-HA | WUE_L_per_kWh | 0.434 | Equinix | 2024 | 0.95 | 1.55 | 可比 | -0.816 | -0.6528 | DISCLOSURE | 2024 WUE 0.95 全站；蒸发冷却站点 1.55
dry_first | 模型-D-HA | WUE_L_per_kWh | 0.434 | 行业基准-无水冷却 | 2025 | 0 | 0 | 在区间外 | 0.434 |  | INDUSTRY | 风冷/自然冷却：蒸发量为零时 WUE = 0
dry_first | 模型-D-HA | WUE_L_per_kWh | 0.434 | 行业基准-领先超大规模 | 2025 | 0.2 | 0.5 | 在区间内 | 0 | 0 | INDUSTRY | 领先超大规模运营商区间
dry_first | 模型-D-HA | WUE_L_per_kWh | 0.434 | 行业基准-平均托管型 | 2025 | 1 | 1.8 | 在区间外 | 0.566 | 0.4043 | INDUSTRY | 一般 colocation 设施区间
dry_first | 模型-D-HA | WUE_L_per_kWh | 0.434 | 行业基准-老旧低效 | 2025 | 2 | 4 | 在区间外 | 1.566 | 0.522 | INDUSTRY | 老旧或低效设施区间
dry_first | 模型-D-HA | WUE_L_per_kWh | 0.434 | 行业基准-蒸发冷却消耗率 | 2025 | 1.8 | 4 | 在区间外 | 1.366 | 0.471 | INDUSTRY | 蒸发冷却的出现实消耗率（依气候与系统效率）
efficient_evaporative | 模型-D-HA | WUE_L_per_kWh | 2.1219 | Google | 2024 | 1.2 | 1.2 | 可比 | 0.9219 | 0.7682 | DISCLOSURE | FY24 WUE 1.2 L/kWh；转述自券商研究报告摘录
efficient_evaporative | 模型-D-HA | WUE_L_per_kWh | 2.1219 | Google | 2024 | 0.64 | 0.64 | 可比 | 1.4819 | 2.3155 | DISCLOSURE | 同一年另一来源报 fleet-wide 0.64 L/kWh——口径差异示例
efficient_evaporative | 模型-D-HA | WUE_L_per_kWh | 2.1219 | Meta | 2024 | 0.2 | 0.2 | 可比 | 1.9219 | 9.6095 | DISCLOSURE | FY24 WUE；券商摘录
efficient_evaporative | 模型-D-HA | WUE_L_per_kWh | 2.1219 | Meta | 2024 | 0.26 | 0.26 | 可比 | 1.8619 | 7.1611 | INDUSTRY | 行业来源报 fleet-wide 0.26 L/kWh（2024，空气侧自然冷却占比高）
efficient_evaporative | 模型-D-HA | WUE_L_per_kWh | 2.1219 | Amazon/AWS | 2023 | 0.18 | 0.18 | 可比 | 1.9419 | 10.7883 | DISCLOSURE | 2023 WUE；券商摘录
efficient_evaporative | 模型-D-HA | WUE_L_per_kWh | 2.1219 | Microsoft | 2024 | 0.3 | 0.49 | 可比 | 1.7269 | 4.3719 | DISCLOSURE | FY24 WUE：券商摘录 0.30；行业来源报 fleet-wide 0.49
efficient_evaporative | 模型-D-HA | WUE_L_per_kWh | 2.1219 | 阿里巴巴 | 2025 | 1.144 | 1.8 | 可比 | 0.6499 | 0.4415 | DISCLOSURE | 2025 WUE 1.144 全站均值；蒸发冷却站点 1.8，风冷站点 0.329
efficient_evaporative | 模型-D-HA | WUE_L_per_kWh | 2.1219 | 百度 | 2024 | 1.61 | 1.61 | 可比 | 0.5119 | 0.3179 | DISCLOSURE | 2024 WUE
efficient_evaporative | 模型-D-HA | WUE_L_per_kWh | 2.1219 | Equinix | 2024 | 0.95 | 1.55 | 可比 | 0.8719 | 0.6975 | DISCLOSURE | 2024 WUE 0.95 全站；蒸发冷却站点 1.55
efficient_evaporative | 模型-D-HA | WUE_L_per_kWh | 2.1219 | 行业基准-无水冷却 | 2025 | 0 | 0 | 在区间外 | 2.1219 |  | INDUSTRY | 风冷/自然冷却：蒸发量为零时 WUE = 0
efficient_evaporative | 模型-D-HA | WUE_L_per_kWh | 2.1219 | 行业基准-领先超大规模 | 2025 | 0.2 | 0.5 | 在区间外 | 1.6219 | 4.634 | INDUSTRY | 领先超大规模运营商区间
efficient_evaporative | 模型-D-HA | WUE_L_per_kWh | 2.1219 | 行业基准-平均托管型 | 2025 | 1 | 1.8 | 在区间外 | 0.3219 | 0.2299 | INDUSTRY | 一般 colocation 设施区间
efficient_evaporative | 模型-D-HA | WUE_L_per_kWh | 2.1219 | 行业基准-老旧低效 | 2025 | 2 | 4 | 在区间内 | 0 | 0 | INDUSTRY | 老旧或低效设施区间
efficient_evaporative | 模型-D-HA | WUE_L_per_kWh | 2.1219 | 行业基准-蒸发冷却消耗率 | 2025 | 1.8 | 4 | 在区间内 | 0 | 0 | INDUSTRY | 蒸发冷却的出现实消耗率（依气候与系统效率）
evaporative | 模型-D-HA | WUE_L_per_kWh | 2.2099 | Google | 2024 | 1.2 | 1.2 | 可比 | 1.0099 | 0.8416 | DISCLOSURE | FY24 WUE 1.2 L/kWh；转述自券商研究报告摘录
evaporative | 模型-D-HA | WUE_L_per_kWh | 2.2099 | Google | 2024 | 0.64 | 0.64 | 可比 | 1.5699 | 2.4529 | DISCLOSURE | 同一年另一来源报 fleet-wide 0.64 L/kWh——口径差异示例
evaporative | 模型-D-HA | WUE_L_per_kWh | 2.2099 | Meta | 2024 | 0.2 | 0.2 | 可比 | 2.0099 | 10.0494 | DISCLOSURE | FY24 WUE；券商摘录
evaporative | 模型-D-HA | WUE_L_per_kWh | 2.2099 | Meta | 2024 | 0.26 | 0.26 | 可比 | 1.9499 | 7.4995 | INDUSTRY | 行业来源报 fleet-wide 0.26 L/kWh（2024，空气侧自然冷却占比高）
evaporative | 模型-D-HA | WUE_L_per_kWh | 2.2099 | Amazon/AWS | 2023 | 0.18 | 0.18 | 可比 | 2.0299 | 11.2771 | DISCLOSURE | 2023 WUE；券商摘录
evaporative | 模型-D-HA | WUE_L_per_kWh | 2.2099 | Microsoft | 2024 | 0.3 | 0.49 | 可比 | 1.8149 | 4.5946 | DISCLOSURE | FY24 WUE：券商摘录 0.30；行业来源报 fleet-wide 0.49
evaporative | 模型-D-HA | WUE_L_per_kWh | 2.2099 | 阿里巴巴 | 2025 | 1.144 | 1.8 | 可比 | 0.7379 | 0.5013 | DISCLOSURE | 2025 WUE 1.144 全站均值；蒸发冷却站点 1.8，风冷站点 0.329
evaporative | 模型-D-HA | WUE_L_per_kWh | 2.2099 | 百度 | 2024 | 1.61 | 1.61 | 可比 | 0.5999 | 0.3726 | DISCLOSURE | 2024 WUE
evaporative | 模型-D-HA | WUE_L_per_kWh | 2.2099 | Equinix | 2024 | 0.95 | 1.55 | 可比 | 0.9599 | 0.7679 | DISCLOSURE | 2024 WUE 0.95 全站；蒸发冷却站点 1.55
evaporative | 模型-D-HA | WUE_L_per_kWh | 2.2099 | 行业基准-无水冷却 | 2025 | 0 | 0 | 在区间外 | 2.2099 |  | INDUSTRY | 风冷/自然冷却：蒸发量为零时 WUE = 0
evaporative | 模型-D-HA | WUE_L_per_kWh | 2.2099 | 行业基准-领先超大规模 | 2025 | 0.2 | 0.5 | 在区间外 | 1.7099 | 4.8854 | INDUSTRY | 领先超大规模运营商区间
evaporative | 模型-D-HA | WUE_L_per_kWh | 2.2099 | 行业基准-平均托管型 | 2025 | 1 | 1.8 | 在区间外 | 0.4099 | 0.2928 | INDUSTRY | 一般 colocation 设施区间
evaporative | 模型-D-HA | WUE_L_per_kWh | 2.2099 | 行业基准-老旧低效 | 2025 | 2 | 4 | 在区间内 | 0 | 0 | INDUSTRY | 老旧或低效设施区间
evaporative | 模型-D-HA | WUE_L_per_kWh | 2.2099 | 行业基准-蒸发冷却消耗率 | 2025 | 1.8 | 4 | 在区间内 | 0 | 0 | INDUSTRY | 蒸发冷却的出现实消耗率（依气候与系统效率）
hybrid | 模型-D-HA | WUE_L_per_kWh | 0.6568 | Google | 2024 | 1.2 | 1.2 | 可比 | -0.5432 | -0.4527 | DISCLOSURE | FY24 WUE 1.2 L/kWh；转述自券商研究报告摘录
hybrid | 模型-D-HA | WUE_L_per_kWh | 0.6568 | Google | 2024 | 0.64 | 0.64 | 可比 | 0.0168 | 0.0262 | DISCLOSURE | 同一年另一来源报 fleet-wide 0.64 L/kWh——口径差异示例
hybrid | 模型-D-HA | WUE_L_per_kWh | 0.6568 | Meta | 2024 | 0.2 | 0.2 | 可比 | 0.4568 | 2.2839 | DISCLOSURE | FY24 WUE；券商摘录
hybrid | 模型-D-HA | WUE_L_per_kWh | 0.6568 | Meta | 2024 | 0.26 | 0.26 | 可比 | 0.3968 | 1.5261 | INDUSTRY | 行业来源报 fleet-wide 0.26 L/kWh（2024，空气侧自然冷却占比高）
hybrid | 模型-D-HA | WUE_L_per_kWh | 0.6568 | Amazon/AWS | 2023 | 0.18 | 0.18 | 可比 | 0.4768 | 2.6487 | DISCLOSURE | 2023 WUE；券商摘录
hybrid | 模型-D-HA | WUE_L_per_kWh | 0.6568 | Microsoft | 2024 | 0.3 | 0.49 | 可比 | 0.2618 | 0.6627 | DISCLOSURE | FY24 WUE：券商摘录 0.30；行业来源报 fleet-wide 0.49
hybrid | 模型-D-HA | WUE_L_per_kWh | 0.6568 | 阿里巴巴 | 2025 | 1.144 | 1.8 | 可比 | -0.8152 | -0.5538 | DISCLOSURE | 2025 WUE 1.144 全站均值；蒸发冷却站点 1.8，风冷站点 0.329
hybrid | 模型-D-HA | WUE_L_per_kWh | 0.6568 | 百度 | 2024 | 1.61 | 1.61 | 可比 | -0.9532 | -0.5921 | DISCLOSURE | 2024 WUE
hybrid | 模型-D-HA | WUE_L_per_kWh | 0.6568 | Equinix | 2024 | 0.95 | 1.55 | 可比 | -0.5932 | -0.4746 | DISCLOSURE | 2024 WUE 0.95 全站；蒸发冷却站点 1.55
hybrid | 模型-D-HA | WUE_L_per_kWh | 0.6568 | 行业基准-无水冷却 | 2025 | 0 | 0 | 在区间外 | 0.6568 |  | INDUSTRY | 风冷/自然冷却：蒸发量为零时 WUE = 0
hybrid | 模型-D-HA | WUE_L_per_kWh | 0.6568 | 行业基准-领先超大规模 | 2025 | 0.2 | 0.5 | 在区间外 | 0.1568 | 0.4479 | INDUSTRY | 领先超大规模运营商区间
hybrid | 模型-D-HA | WUE_L_per_kWh | 0.6568 | 行业基准-平均托管型 | 2025 | 1 | 1.8 | 在区间外 | 0.3432 | 0.2452 | INDUSTRY | 一般 colocation 设施区间
hybrid | 模型-D-HA | WUE_L_per_kWh | 0.6568 | 行业基准-老旧低效 | 2025 | 2 | 4 | 在区间外 | 1.3432 | 0.4477 | INDUSTRY | 老旧或低效设施区间
hybrid | 模型-D-HA | WUE_L_per_kWh | 0.6568 | 行业基准-蒸发冷却消耗率 | 2025 | 1.8 | 4 | 在区间外 | 1.1432 | 0.3942 | INDUSTRY | 蒸发冷却的出现实消耗率（依气候与系统效率）
liquid_to_air | 模型-D-HA | WUE_L_per_kWh | 0 | Google | 2024 | 1.2 | 1.2 | 可比 | -1.2 | -1 | DISCLOSURE | FY24 WUE 1.2 L/kWh；转述自券商研究报告摘录
liquid_to_air | 模型-D-HA | WUE_L_per_kWh | 0 | Google | 2024 | 0.64 | 0.64 | 可比 | -0.64 | -1 | DISCLOSURE | 同一年另一来源报 fleet-wide 0.64 L/kWh——口径差异示例
liquid_to_air | 模型-D-HA | WUE_L_per_kWh | 0 | Meta | 2024 | 0.2 | 0.2 | 可比 | -0.2 | -1 | DISCLOSURE | FY24 WUE；券商摘录
liquid_to_air | 模型-D-HA | WUE_L_per_kWh | 0 | Meta | 2024 | 0.26 | 0.26 | 可比 | -0.26 | -1 | INDUSTRY | 行业来源报 fleet-wide 0.26 L/kWh（2024，空气侧自然冷却占比高）
liquid_to_air | 模型-D-HA | WUE_L_per_kWh | 0 | Amazon/AWS | 2023 | 0.18 | 0.18 | 可比 | -0.18 | -1 | DISCLOSURE | 2023 WUE；券商摘录
liquid_to_air | 模型-D-HA | WUE_L_per_kWh | 0 | Microsoft | 2024 | 0.3 | 0.49 | 可比 | -0.395 | -1 | DISCLOSURE | FY24 WUE：券商摘录 0.30；行业来源报 fleet-wide 0.49
liquid_to_air | 模型-D-HA | WUE_L_per_kWh | 0 | 阿里巴巴 | 2025 | 1.144 | 1.8 | 可比 | -1.472 | -1 | DISCLOSURE | 2025 WUE 1.144 全站均值；蒸发冷却站点 1.8，风冷站点 0.329
liquid_to_air | 模型-D-HA | WUE_L_per_kWh | 0 | 百度 | 2024 | 1.61 | 1.61 | 可比 | -1.61 | -1 | DISCLOSURE | 2024 WUE
liquid_to_air | 模型-D-HA | WUE_L_per_kWh | 0 | Equinix | 2024 | 0.95 | 1.55 | 可比 | -1.25 | -1 | DISCLOSURE | 2024 WUE 0.95 全站；蒸发冷却站点 1.55
liquid_to_air | 模型-D-HA | WUE_L_per_kWh | 0 | 行业基准-无水冷却 | 2025 | 0 | 0 | 在区间内 | 0 |  | INDUSTRY | 风冷/自然冷却：蒸发量为零时 WUE = 0
liquid_to_air | 模型-D-HA | WUE_L_per_kWh | 0 | 行业基准-领先超大规模 | 2025 | 0.2 | 0.5 | 在区间外 | 0.2 | 0.5714 | INDUSTRY | 领先超大规模运营商区间
liquid_to_air | 模型-D-HA | WUE_L_per_kWh | 0 | 行业基准-平均托管型 | 2025 | 1 | 1.8 | 在区间外 | 1 | 0.7143 | INDUSTRY | 一般 colocation 设施区间
liquid_to_air | 模型-D-HA | WUE_L_per_kWh | 0 | 行业基准-老旧低效 | 2025 | 2 | 4 | 在区间外 | 2 | 0.6667 | INDUSTRY | 老旧或低效设施区间
liquid_to_air | 模型-D-HA | WUE_L_per_kWh | 0 | 行业基准-蒸发冷却消耗率 | 2025 | 1.8 | 4 | 在区间外 | 1.8 | 0.6207 | INDUSTRY | 蒸发冷却的出现实消耗率（依气候与系统效率）
liquid_to_water | 模型-D-HA | WUE_L_per_kWh | 1.9169 | Google | 2024 | 1.2 | 1.2 | 可比 | 0.7169 | 0.5974 | DISCLOSURE | FY24 WUE 1.2 L/kWh；转述自券商研究报告摘录
liquid_to_water | 模型-D-HA | WUE_L_per_kWh | 1.9169 | Google | 2024 | 0.64 | 0.64 | 可比 | 1.2769 | 1.9952 | DISCLOSURE | 同一年另一来源报 fleet-wide 0.64 L/kWh——口径差异示例
liquid_to_water | 模型-D-HA | WUE_L_per_kWh | 1.9169 | Meta | 2024 | 0.2 | 0.2 | 可比 | 1.7169 | 8.5847 | DISCLOSURE | FY24 WUE；券商摘录
liquid_to_water | 模型-D-HA | WUE_L_per_kWh | 1.9169 | Meta | 2024 | 0.26 | 0.26 | 可比 | 1.6569 | 6.3728 | INDUSTRY | 行业来源报 fleet-wide 0.26 L/kWh（2024，空气侧自然冷却占比高）
liquid_to_water | 模型-D-HA | WUE_L_per_kWh | 1.9169 | Amazon/AWS | 2023 | 0.18 | 0.18 | 可比 | 1.7369 | 9.6496 | DISCLOSURE | 2023 WUE；券商摘录
liquid_to_water | 模型-D-HA | WUE_L_per_kWh | 1.9169 | Microsoft | 2024 | 0.3 | 0.49 | 可比 | 1.5219 | 3.853 | DISCLOSURE | FY24 WUE：券商摘录 0.30；行业来源报 fleet-wide 0.49
liquid_to_water | 模型-D-HA | WUE_L_per_kWh | 1.9169 | 阿里巴巴 | 2025 | 1.144 | 1.8 | 可比 | 0.4449 | 0.3023 | DISCLOSURE | 2025 WUE 1.144 全站均值；蒸发冷却站点 1.8，风冷站点 0.329
liquid_to_water | 模型-D-HA | WUE_L_per_kWh | 1.9169 | 百度 | 2024 | 1.61 | 1.61 | 可比 | 0.3069 | 0.1906 | DISCLOSURE | 2024 WUE
liquid_to_water | 模型-D-HA | WUE_L_per_kWh | 1.9169 | Equinix | 2024 | 0.95 | 1.55 | 可比 | 0.6669 | 0.5335 | DISCLOSURE | 2024 WUE 0.95 全站；蒸发冷却站点 1.55
liquid_to_water | 模型-D-HA | WUE_L_per_kWh | 1.9169 | 行业基准-无水冷却 | 2025 | 0 | 0 | 在区间外 | 1.9169 |  | INDUSTRY | 风冷/自然冷却：蒸发量为零时 WUE = 0
liquid_to_water | 模型-D-HA | WUE_L_per_kWh | 1.9169 | 行业基准-领先超大规模 | 2025 | 0.2 | 0.5 | 在区间外 | 1.4169 | 4.0484 | INDUSTRY | 领先超大规模运营商区间
liquid_to_water | 模型-D-HA | WUE_L_per_kWh | 1.9169 | 行业基准-平均托管型 | 2025 | 1 | 1.8 | 在区间外 | 0.1169 | 0.0835 | INDUSTRY | 一般 colocation 设施区间
liquid_to_water | 模型-D-HA | WUE_L_per_kWh | 1.9169 | 行业基准-老旧低效 | 2025 | 2 | 4 | 在区间外 | 0.0831 | 0.0277 | INDUSTRY | 老旧或低效设施区间
liquid_to_water | 模型-D-HA | WUE_L_per_kWh | 1.9169 | 行业基准-蒸发冷却消耗率 | 2025 | 1.8 | 4 | 在区间内 | 0 | 0 | INDUSTRY | 蒸发冷却的出现实消耗率（依气候与系统效率）
dry | 模型-D-CO | WUE_L_per_kWh | 0 | Google | 2024 | 1.2 | 1.2 | 可比 | -1.2 | -1 | DISCLOSURE | FY24 WUE 1.2 L/kWh；转述自券商研究报告摘录
dry | 模型-D-CO | WUE_L_per_kWh | 0 | Google | 2024 | 0.64 | 0.64 | 可比 | -0.64 | -1 | DISCLOSURE | 同一年另一来源报 fleet-wide 0.64 L/kWh——口径差异示例
dry | 模型-D-CO | WUE_L_per_kWh | 0 | Meta | 2024 | 0.2 | 0.2 | 可比 | -0.2 | -1 | DISCLOSURE | FY24 WUE；券商摘录
dry | 模型-D-CO | WUE_L_per_kWh | 0 | Meta | 2024 | 0.26 | 0.26 | 可比 | -0.26 | -1 | INDUSTRY | 行业来源报 fleet-wide 0.26 L/kWh（2024，空气侧自然冷却占比高）
dry | 模型-D-CO | WUE_L_per_kWh | 0 | Amazon/AWS | 2023 | 0.18 | 0.18 | 可比 | -0.18 | -1 | DISCLOSURE | 2023 WUE；券商摘录
dry | 模型-D-CO | WUE_L_per_kWh | 0 | Microsoft | 2024 | 0.3 | 0.49 | 可比 | -0.395 | -1 | DISCLOSURE | FY24 WUE：券商摘录 0.30；行业来源报 fleet-wide 0.49
dry | 模型-D-CO | WUE_L_per_kWh | 0 | 阿里巴巴 | 2025 | 1.144 | 1.8 | 可比 | -1.472 | -1 | DISCLOSURE | 2025 WUE 1.144 全站均值；蒸发冷却站点 1.8，风冷站点 0.329
dry | 模型-D-CO | WUE_L_per_kWh | 0 | 百度 | 2024 | 1.61 | 1.61 | 可比 | -1.61 | -1 | DISCLOSURE | 2024 WUE
dry | 模型-D-CO | WUE_L_per_kWh | 0 | Equinix | 2024 | 0.95 | 1.55 | 可比 | -1.25 | -1 | DISCLOSURE | 2024 WUE 0.95 全站；蒸发冷却站点 1.55
dry | 模型-D-CO | WUE_L_per_kWh | 0 | 行业基准-无水冷却 | 2025 | 0 | 0 | 在区间内 | 0 |  | INDUSTRY | 风冷/自然冷却：蒸发量为零时 WUE = 0
dry | 模型-D-CO | WUE_L_per_kWh | 0 | 行业基准-领先超大规模 | 2025 | 0.2 | 0.5 | 在区间外 | 0.2 | 0.5714 | INDUSTRY | 领先超大规模运营商区间
dry | 模型-D-CO | WUE_L_per_kWh | 0 | 行业基准-平均托管型 | 2025 | 1 | 1.8 | 在区间外 | 1 | 0.7143 | INDUSTRY | 一般 colocation 设施区间
dry | 模型-D-CO | WUE_L_per_kWh | 0 | 行业基准-老旧低效 | 2025 | 2 | 4 | 在区间外 | 2 | 0.6667 | INDUSTRY | 老旧或低效设施区间
dry | 模型-D-CO | WUE_L_per_kWh | 0 | 行业基准-蒸发冷却消耗率 | 2025 | 1.8 | 4 | 在区间外 | 1.8 | 0.6207 | INDUSTRY | 蒸发冷却的出现实消耗率（依气候与系统效率）
dry_first | 模型-D-CO | WUE_L_per_kWh | 0.0198 | Google | 2024 | 1.2 | 1.2 | 可比 | -1.1802 | -0.9835 | DISCLOSURE | FY24 WUE 1.2 L/kWh；转述自券商研究报告摘录
dry_first | 模型-D-CO | WUE_L_per_kWh | 0.0198 | Google | 2024 | 0.64 | 0.64 | 可比 | -0.6202 | -0.9691 | DISCLOSURE | 同一年另一来源报 fleet-wide 0.64 L/kWh——口径差异示例
dry_first | 模型-D-CO | WUE_L_per_kWh | 0.0198 | Meta | 2024 | 0.2 | 0.2 | 可比 | -0.1802 | -0.9011 | DISCLOSURE | FY24 WUE；券商摘录
dry_first | 模型-D-CO | WUE_L_per_kWh | 0.0198 | Meta | 2024 | 0.26 | 0.26 | 可比 | -0.2402 | -0.9239 | INDUSTRY | 行业来源报 fleet-wide 0.26 L/kWh（2024，空气侧自然冷却占比高）
dry_first | 模型-D-CO | WUE_L_per_kWh | 0.0198 | Amazon/AWS | 2023 | 0.18 | 0.18 | 可比 | -0.1602 | -0.8901 | DISCLOSURE | 2023 WUE；券商摘录
dry_first | 模型-D-CO | WUE_L_per_kWh | 0.0198 | Microsoft | 2024 | 0.3 | 0.49 | 可比 | -0.3752 | -0.9499 | DISCLOSURE | FY24 WUE：券商摘录 0.30；行业来源报 fleet-wide 0.49
dry_first | 模型-D-CO | WUE_L_per_kWh | 0.0198 | 阿里巴巴 | 2025 | 1.144 | 1.8 | 可比 | -1.4522 | -0.9866 | DISCLOSURE | 2025 WUE 1.144 全站均值；蒸发冷却站点 1.8，风冷站点 0.329
dry_first | 模型-D-CO | WUE_L_per_kWh | 0.0198 | 百度 | 2024 | 1.61 | 1.61 | 可比 | -1.5902 | -0.9877 | DISCLOSURE | 2024 WUE
dry_first | 模型-D-CO | WUE_L_per_kWh | 0.0198 | Equinix | 2024 | 0.95 | 1.55 | 可比 | -1.2302 | -0.9842 | DISCLOSURE | 2024 WUE 0.95 全站；蒸发冷却站点 1.55
dry_first | 模型-D-CO | WUE_L_per_kWh | 0.0198 | 行业基准-无水冷却 | 2025 | 0 | 0 | 在区间外 | 0.0198 |  | INDUSTRY | 风冷/自然冷却：蒸发量为零时 WUE = 0
dry_first | 模型-D-CO | WUE_L_per_kWh | 0.0198 | 行业基准-领先超大规模 | 2025 | 0.2 | 0.5 | 在区间外 | 0.1802 | 0.5149 | INDUSTRY | 领先超大规模运营商区间
dry_first | 模型-D-CO | WUE_L_per_kWh | 0.0198 | 行业基准-平均托管型 | 2025 | 1 | 1.8 | 在区间外 | 0.9802 | 0.7002 | INDUSTRY | 一般 colocation 设施区间
dry_first | 模型-D-CO | WUE_L_per_kWh | 0.0198 | 行业基准-老旧低效 | 2025 | 2 | 4 | 在区间外 | 1.9802 | 0.6601 | INDUSTRY | 老旧或低效设施区间
dry_first | 模型-D-CO | WUE_L_per_kWh | 0.0198 | 行业基准-蒸发冷却消耗率 | 2025 | 1.8 | 4 | 在区间外 | 1.7802 | 0.6139 | INDUSTRY | 蒸发冷却的出现实消耗率（依气候与系统效率）
efficient_evaporative | 模型-D-CO | WUE_L_per_kWh | 1.9745 | Google | 2024 | 1.2 | 1.2 | 可比 | 0.7745 | 0.6454 | DISCLOSURE | FY24 WUE 1.2 L/kWh；转述自券商研究报告摘录
efficient_evaporative | 模型-D-CO | WUE_L_per_kWh | 1.9745 | Google | 2024 | 0.64 | 0.64 | 可比 | 1.3345 | 2.0852 | DISCLOSURE | 同一年另一来源报 fleet-wide 0.64 L/kWh——口径差异示例
efficient_evaporative | 模型-D-CO | WUE_L_per_kWh | 1.9745 | Meta | 2024 | 0.2 | 0.2 | 可比 | 1.7745 | 8.8727 | DISCLOSURE | FY24 WUE；券商摘录
efficient_evaporative | 模型-D-CO | WUE_L_per_kWh | 1.9745 | Meta | 2024 | 0.26 | 0.26 | 可比 | 1.7145 | 6.5944 | INDUSTRY | 行业来源报 fleet-wide 0.26 L/kWh（2024，空气侧自然冷却占比高）
efficient_evaporative | 模型-D-CO | WUE_L_per_kWh | 1.9745 | Amazon/AWS | 2023 | 0.18 | 0.18 | 可比 | 1.7945 | 9.9696 | DISCLOSURE | 2023 WUE；券商摘录
efficient_evaporative | 模型-D-CO | WUE_L_per_kWh | 1.9745 | Microsoft | 2024 | 0.3 | 0.49 | 可比 | 1.5795 | 3.9988 | DISCLOSURE | FY24 WUE：券商摘录 0.30；行业来源报 fleet-wide 0.49
efficient_evaporative | 模型-D-CO | WUE_L_per_kWh | 1.9745 | 阿里巴巴 | 2025 | 1.144 | 1.8 | 可比 | 0.5025 | 0.3414 | DISCLOSURE | 2025 WUE 1.144 全站均值；蒸发冷却站点 1.8，风冷站点 0.329
efficient_evaporative | 模型-D-CO | WUE_L_per_kWh | 1.9745 | 百度 | 2024 | 1.61 | 1.61 | 可比 | 0.3645 | 0.2264 | DISCLOSURE | 2024 WUE
efficient_evaporative | 模型-D-CO | WUE_L_per_kWh | 1.9745 | Equinix | 2024 | 0.95 | 1.55 | 可比 | 0.7245 | 0.5796 | DISCLOSURE | 2024 WUE 0.95 全站；蒸发冷却站点 1.55
efficient_evaporative | 模型-D-CO | WUE_L_per_kWh | 1.9745 | 行业基准-无水冷却 | 2025 | 0 | 0 | 在区间外 | 1.9745 |  | INDUSTRY | 风冷/自然冷却：蒸发量为零时 WUE = 0
efficient_evaporative | 模型-D-CO | WUE_L_per_kWh | 1.9745 | 行业基准-领先超大规模 | 2025 | 0.2 | 0.5 | 在区间外 | 1.4745 | 4.213 | INDUSTRY | 领先超大规模运营商区间
efficient_evaporative | 模型-D-CO | WUE_L_per_kWh | 1.9745 | 行业基准-平均托管型 | 2025 | 1 | 1.8 | 在区间外 | 0.1745 | 0.1247 | INDUSTRY | 一般 colocation 设施区间
efficient_evaporative | 模型-D-CO | WUE_L_per_kWh | 1.9745 | 行业基准-老旧低效 | 2025 | 2 | 4 | 在区间外 | 0.0255 | 0.0085 | INDUSTRY | 老旧或低效设施区间
efficient_evaporative | 模型-D-CO | WUE_L_per_kWh | 1.9745 | 行业基准-蒸发冷却消耗率 | 2025 | 1.8 | 4 | 在区间内 | 0 | 0 | INDUSTRY | 蒸发冷却的出现实消耗率（依气候与系统效率）
evaporative | 模型-D-CO | WUE_L_per_kWh | 2.105 | Google | 2024 | 1.2 | 1.2 | 可比 | 0.905 | 0.7542 | DISCLOSURE | FY24 WUE 1.2 L/kWh；转述自券商研究报告摘录
evaporative | 模型-D-CO | WUE_L_per_kWh | 2.105 | Google | 2024 | 0.64 | 0.64 | 可比 | 1.465 | 2.289 | DISCLOSURE | 同一年另一来源报 fleet-wide 0.64 L/kWh——口径差异示例
evaporative | 模型-D-CO | WUE_L_per_kWh | 2.105 | Meta | 2024 | 0.2 | 0.2 | 可比 | 1.905 | 9.5249 | DISCLOSURE | FY24 WUE；券商摘录
evaporative | 模型-D-CO | WUE_L_per_kWh | 2.105 | Meta | 2024 | 0.26 | 0.26 | 可比 | 1.845 | 7.0961 | INDUSTRY | 行业来源报 fleet-wide 0.26 L/kWh（2024，空气侧自然冷却占比高）
evaporative | 模型-D-CO | WUE_L_per_kWh | 2.105 | Amazon/AWS | 2023 | 0.18 | 0.18 | 可比 | 1.925 | 10.6943 | DISCLOSURE | 2023 WUE；券商摘录
evaporative | 模型-D-CO | WUE_L_per_kWh | 2.105 | Microsoft | 2024 | 0.3 | 0.49 | 可比 | 1.71 | 4.3291 | DISCLOSURE | FY24 WUE：券商摘录 0.30；行业来源报 fleet-wide 0.49
evaporative | 模型-D-CO | WUE_L_per_kWh | 2.105 | 阿里巴巴 | 2025 | 1.144 | 1.8 | 可比 | 0.633 | 0.43 | DISCLOSURE | 2025 WUE 1.144 全站均值；蒸发冷却站点 1.8，风冷站点 0.329
evaporative | 模型-D-CO | WUE_L_per_kWh | 2.105 | 百度 | 2024 | 1.61 | 1.61 | 可比 | 0.495 | 0.3074 | DISCLOSURE | 2024 WUE
evaporative | 模型-D-CO | WUE_L_per_kWh | 2.105 | Equinix | 2024 | 0.95 | 1.55 | 可比 | 0.855 | 0.684 | DISCLOSURE | 2024 WUE 0.95 全站；蒸发冷却站点 1.55
evaporative | 模型-D-CO | WUE_L_per_kWh | 2.105 | 行业基准-无水冷却 | 2025 | 0 | 0 | 在区间外 | 2.105 |  | INDUSTRY | 风冷/自然冷却：蒸发量为零时 WUE = 0
evaporative | 模型-D-CO | WUE_L_per_kWh | 2.105 | 行业基准-领先超大规模 | 2025 | 0.2 | 0.5 | 在区间外 | 1.605 | 4.5857 | INDUSTRY | 领先超大规模运营商区间
evaporative | 模型-D-CO | WUE_L_per_kWh | 2.105 | 行业基准-平均托管型 | 2025 | 1 | 1.8 | 在区间外 | 0.305 | 0.2178 | INDUSTRY | 一般 colocation 设施区间
evaporative | 模型-D-CO | WUE_L_per_kWh | 2.105 | 行业基准-老旧低效 | 2025 | 2 | 4 | 在区间内 | 0 | 0 | INDUSTRY | 老旧或低效设施区间
evaporative | 模型-D-CO | WUE_L_per_kWh | 2.105 | 行业基准-蒸发冷却消耗率 | 2025 | 1.8 | 4 | 在区间内 | 0 | 0 | INDUSTRY | 蒸发冷却的出现实消耗率（依气候与系统效率）
hybrid | 模型-D-CO | WUE_L_per_kWh | 0.1448 | Google | 2024 | 1.2 | 1.2 | 可比 | -1.0552 | -0.8794 | DISCLOSURE | FY24 WUE 1.2 L/kWh；转述自券商研究报告摘录
hybrid | 模型-D-CO | WUE_L_per_kWh | 0.1448 | Google | 2024 | 0.64 | 0.64 | 可比 | -0.4952 | -0.7738 | DISCLOSURE | 同一年另一来源报 fleet-wide 0.64 L/kWh——口径差异示例
hybrid | 模型-D-CO | WUE_L_per_kWh | 0.1448 | Meta | 2024 | 0.2 | 0.2 | 可比 | -0.0552 | -0.2762 | DISCLOSURE | FY24 WUE；券商摘录
hybrid | 模型-D-CO | WUE_L_per_kWh | 0.1448 | Meta | 2024 | 0.26 | 0.26 | 可比 | -0.1152 | -0.4433 | INDUSTRY | 行业来源报 fleet-wide 0.26 L/kWh（2024，空气侧自然冷却占比高）
hybrid | 模型-D-CO | WUE_L_per_kWh | 0.1448 | Amazon/AWS | 2023 | 0.18 | 0.18 | 可比 | -0.0352 | -0.1958 | DISCLOSURE | 2023 WUE；券商摘录
hybrid | 模型-D-CO | WUE_L_per_kWh | 0.1448 | Microsoft | 2024 | 0.3 | 0.49 | 可比 | -0.2502 | -0.6335 | DISCLOSURE | FY24 WUE：券商摘录 0.30；行业来源报 fleet-wide 0.49
hybrid | 模型-D-CO | WUE_L_per_kWh | 0.1448 | 阿里巴巴 | 2025 | 1.144 | 1.8 | 可比 | -1.3272 | -0.9017 | DISCLOSURE | 2025 WUE 1.144 全站均值；蒸发冷却站点 1.8，风冷站点 0.329
hybrid | 模型-D-CO | WUE_L_per_kWh | 0.1448 | 百度 | 2024 | 1.61 | 1.61 | 可比 | -1.4652 | -0.9101 | DISCLOSURE | 2024 WUE
hybrid | 模型-D-CO | WUE_L_per_kWh | 0.1448 | Equinix | 2024 | 0.95 | 1.55 | 可比 | -1.1052 | -0.8842 | DISCLOSURE | 2024 WUE 0.95 全站；蒸发冷却站点 1.55
hybrid | 模型-D-CO | WUE_L_per_kWh | 0.1448 | 行业基准-无水冷却 | 2025 | 0 | 0 | 在区间外 | 0.1448 |  | INDUSTRY | 风冷/自然冷却：蒸发量为零时 WUE = 0
hybrid | 模型-D-CO | WUE_L_per_kWh | 0.1448 | 行业基准-领先超大规模 | 2025 | 0.2 | 0.5 | 在区间外 | 0.0552 | 0.1578 | INDUSTRY | 领先超大规模运营商区间
hybrid | 模型-D-CO | WUE_L_per_kWh | 0.1448 | 行业基准-平均托管型 | 2025 | 1 | 1.8 | 在区间外 | 0.8552 | 0.6109 | INDUSTRY | 一般 colocation 设施区间
hybrid | 模型-D-CO | WUE_L_per_kWh | 0.1448 | 行业基准-老旧低效 | 2025 | 2 | 4 | 在区间外 | 1.8552 | 0.6184 | INDUSTRY | 老旧或低效设施区间
hybrid | 模型-D-CO | WUE_L_per_kWh | 0.1448 | 行业基准-蒸发冷却消耗率 | 2025 | 1.8 | 4 | 在区间外 | 1.6552 | 0.5708 | INDUSTRY | 蒸发冷却的出现实消耗率（依气候与系统效率）
liquid_to_air | 模型-D-CO | WUE_L_per_kWh | 0 | Google | 2024 | 1.2 | 1.2 | 可比 | -1.2 | -1 | DISCLOSURE | FY24 WUE 1.2 L/kWh；转述自券商研究报告摘录
liquid_to_air | 模型-D-CO | WUE_L_per_kWh | 0 | Google | 2024 | 0.64 | 0.64 | 可比 | -0.64 | -1 | DISCLOSURE | 同一年另一来源报 fleet-wide 0.64 L/kWh——口径差异示例
liquid_to_air | 模型-D-CO | WUE_L_per_kWh | 0 | Meta | 2024 | 0.2 | 0.2 | 可比 | -0.2 | -1 | DISCLOSURE | FY24 WUE；券商摘录
liquid_to_air | 模型-D-CO | WUE_L_per_kWh | 0 | Meta | 2024 | 0.26 | 0.26 | 可比 | -0.26 | -1 | INDUSTRY | 行业来源报 fleet-wide 0.26 L/kWh（2024，空气侧自然冷却占比高）
liquid_to_air | 模型-D-CO | WUE_L_per_kWh | 0 | Amazon/AWS | 2023 | 0.18 | 0.18 | 可比 | -0.18 | -1 | DISCLOSURE | 2023 WUE；券商摘录
liquid_to_air | 模型-D-CO | WUE_L_per_kWh | 0 | Microsoft | 2024 | 0.3 | 0.49 | 可比 | -0.395 | -1 | DISCLOSURE | FY24 WUE：券商摘录 0.30；行业来源报 fleet-wide 0.49
liquid_to_air | 模型-D-CO | WUE_L_per_kWh | 0 | 阿里巴巴 | 2025 | 1.144 | 1.8 | 可比 | -1.472 | -1 | DISCLOSURE | 2025 WUE 1.144 全站均值；蒸发冷却站点 1.8，风冷站点 0.329
liquid_to_air | 模型-D-CO | WUE_L_per_kWh | 0 | 百度 | 2024 | 1.61 | 1.61 | 可比 | -1.61 | -1 | DISCLOSURE | 2024 WUE
liquid_to_air | 模型-D-CO | WUE_L_per_kWh | 0 | Equinix | 2024 | 0.95 | 1.55 | 可比 | -1.25 | -1 | DISCLOSURE | 2024 WUE 0.95 全站；蒸发冷却站点 1.55
liquid_to_air | 模型-D-CO | WUE_L_per_kWh | 0 | 行业基准-无水冷却 | 2025 | 0 | 0 | 在区间内 | 0 |  | INDUSTRY | 风冷/自然冷却：蒸发量为零时 WUE = 0
liquid_to_air | 模型-D-CO | WUE_L_per_kWh | 0 | 行业基准-领先超大规模 | 2025 | 0.2 | 0.5 | 在区间外 | 0.2 | 0.5714 | INDUSTRY | 领先超大规模运营商区间
liquid_to_air | 模型-D-CO | WUE_L_per_kWh | 0 | 行业基准-平均托管型 | 2025 | 1 | 1.8 | 在区间外 | 1 | 0.7143 | INDUSTRY | 一般 colocation 设施区间
liquid_to_air | 模型-D-CO | WUE_L_per_kWh | 0 | 行业基准-老旧低效 | 2025 | 2 | 4 | 在区间外 | 2 | 0.6667 | INDUSTRY | 老旧或低效设施区间
liquid_to_air | 模型-D-CO | WUE_L_per_kWh | 0 | 行业基准-蒸发冷却消耗率 | 2025 | 1.8 | 4 | 在区间外 | 1.8 | 0.6207 | INDUSTRY | 蒸发冷却的出现实消耗率（依气候与系统效率）
liquid_to_water | 模型-D-CO | WUE_L_per_kWh | 1.7765 | Google | 2024 | 1.2 | 1.2 | 可比 | 0.5765 | 0.4804 | DISCLOSURE | FY24 WUE 1.2 L/kWh；转述自券商研究报告摘录
liquid_to_water | 模型-D-CO | WUE_L_per_kWh | 1.7765 | Google | 2024 | 0.64 | 0.64 | 可比 | 1.1365 | 1.7758 | DISCLOSURE | 同一年另一来源报 fleet-wide 0.64 L/kWh——口径差异示例
liquid_to_water | 模型-D-CO | WUE_L_per_kWh | 1.7765 | Meta | 2024 | 0.2 | 0.2 | 可比 | 1.5765 | 7.8827 | DISCLOSURE | FY24 WUE；券商摘录
liquid_to_water | 模型-D-CO | WUE_L_per_kWh | 1.7765 | Meta | 2024 | 0.26 | 0.26 | 可比 | 1.5165 | 5.8328 | INDUSTRY | 行业来源报 fleet-wide 0.26 L/kWh（2024，空气侧自然冷却占比高）
liquid_to_water | 模型-D-CO | WUE_L_per_kWh | 1.7765 | Amazon/AWS | 2023 | 0.18 | 0.18 | 可比 | 1.5965 | 8.8696 | DISCLOSURE | 2023 WUE；券商摘录
liquid_to_water | 模型-D-CO | WUE_L_per_kWh | 1.7765 | Microsoft | 2024 | 0.3 | 0.49 | 可比 | 1.3815 | 3.4976 | DISCLOSURE | FY24 WUE：券商摘录 0.30；行业来源报 fleet-wide 0.49
liquid_to_water | 模型-D-CO | WUE_L_per_kWh | 1.7765 | 阿里巴巴 | 2025 | 1.144 | 1.8 | 可比 | 0.3045 | 0.2069 | DISCLOSURE | 2025 WUE 1.144 全站均值；蒸发冷却站点 1.8，风冷站点 0.329
liquid_to_water | 模型-D-CO | WUE_L_per_kWh | 1.7765 | 百度 | 2024 | 1.61 | 1.61 | 可比 | 0.1665 | 0.1034 | DISCLOSURE | 2024 WUE
liquid_to_water | 模型-D-CO | WUE_L_per_kWh | 1.7765 | Equinix | 2024 | 0.95 | 1.55 | 可比 | 0.5265 | 0.4212 | DISCLOSURE | 2024 WUE 0.95 全站；蒸发冷却站点 1.55
liquid_to_water | 模型-D-CO | WUE_L_per_kWh | 1.7765 | 行业基准-无水冷却 | 2025 | 0 | 0 | 在区间外 | 1.7765 |  | INDUSTRY | 风冷/自然冷却：蒸发量为零时 WUE = 0
liquid_to_water | 模型-D-CO | WUE_L_per_kWh | 1.7765 | 行业基准-领先超大规模 | 2025 | 0.2 | 0.5 | 在区间外 | 1.2765 | 3.6472 | INDUSTRY | 领先超大规模运营商区间
liquid_to_water | 模型-D-CO | WUE_L_per_kWh | 1.7765 | 行业基准-平均托管型 | 2025 | 1 | 1.8 | 在区间内 | 0 | 0 | INDUSTRY | 一般 colocation 设施区间
liquid_to_water | 模型-D-CO | WUE_L_per_kWh | 1.7765 | 行业基准-老旧低效 | 2025 | 2 | 4 | 在区间外 | 0.2235 | 0.0745 | INDUSTRY | 老旧或低效设施区间
liquid_to_water | 模型-D-CO | WUE_L_per_kWh | 1.7765 | 行业基准-蒸发冷却消耗率 | 2025 | 1.8 | 4 | 在区间外 | 0.0235 | 0.0081 | INDUSTRY | 蒸发冷却的出现实消耗率（依气候与系统效率）
容量 250 MW | 模型-D-CO | WUE_L_per_kWh | 2.1074 | Google | 2024 | 1.2 | 1.2 | 可比 | 0.9074 | 0.7562 | DISCLOSURE | FY24 WUE 1.2 L/kWh；转述自券商研究报告摘录
容量 250 MW | 模型-D-CO | WUE_L_per_kWh | 2.1074 | Google | 2024 | 0.64 | 0.64 | 可比 | 1.4674 | 2.2928 | DISCLOSURE | 同一年另一来源报 fleet-wide 0.64 L/kWh——口径差异示例
容量 250 MW | 模型-D-CO | WUE_L_per_kWh | 2.1074 | Meta | 2024 | 0.2 | 0.2 | 可比 | 1.9074 | 9.5371 | DISCLOSURE | FY24 WUE；券商摘录
容量 250 MW | 模型-D-CO | WUE_L_per_kWh | 2.1074 | Meta | 2024 | 0.26 | 0.26 | 可比 | 1.8474 | 7.1054 | INDUSTRY | 行业来源报 fleet-wide 0.26 L/kWh（2024，空气侧自然冷却占比高）
容量 250 MW | 模型-D-CO | WUE_L_per_kWh | 2.1074 | Amazon/AWS | 2023 | 0.18 | 0.18 | 可比 | 1.9274 | 10.7079 | DISCLOSURE | 2023 WUE；券商摘录
容量 250 MW | 模型-D-CO | WUE_L_per_kWh | 2.1074 | Microsoft | 2024 | 0.3 | 0.49 | 可比 | 1.7124 | 4.3352 | DISCLOSURE | FY24 WUE：券商摘录 0.30；行业来源报 fleet-wide 0.49
容量 250 MW | 模型-D-CO | WUE_L_per_kWh | 2.1074 | 阿里巴巴 | 2025 | 1.144 | 1.8 | 可比 | 0.6354 | 0.4317 | DISCLOSURE | 2025 WUE 1.144 全站均值；蒸发冷却站点 1.8，风冷站点 0.329
容量 250 MW | 模型-D-CO | WUE_L_per_kWh | 2.1074 | 百度 | 2024 | 1.61 | 1.61 | 可比 | 0.4974 | 0.309 | DISCLOSURE | 2024 WUE
容量 250 MW | 模型-D-CO | WUE_L_per_kWh | 2.1074 | Equinix | 2024 | 0.95 | 1.55 | 可比 | 0.8574 | 0.6859 | DISCLOSURE | 2024 WUE 0.95 全站；蒸发冷却站点 1.55
容量 250 MW | 模型-D-CO | WUE_L_per_kWh | 2.1074 | 行业基准-无水冷却 | 2025 | 0 | 0 | 在区间外 | 2.1074 |  | INDUSTRY | 风冷/自然冷却：蒸发量为零时 WUE = 0
容量 250 MW | 模型-D-CO | WUE_L_per_kWh | 2.1074 | 行业基准-领先超大规模 | 2025 | 0.2 | 0.5 | 在区间外 | 1.6074 | 4.5926 | INDUSTRY | 领先超大规模运营商区间
容量 250 MW | 模型-D-CO | WUE_L_per_kWh | 2.1074 | 行业基准-平均托管型 | 2025 | 1 | 1.8 | 在区间外 | 0.3074 | 0.2196 | INDUSTRY | 一般 colocation 设施区间
容量 250 MW | 模型-D-CO | WUE_L_per_kWh | 2.1074 | 行业基准-老旧低效 | 2025 | 2 | 4 | 在区间内 | 0 | 0 | INDUSTRY | 老旧或低效设施区间
容量 250 MW | 模型-D-CO | WUE_L_per_kWh | 2.1074 | 行业基准-蒸发冷却消耗率 | 2025 | 1.8 | 4 | 在区间内 | 0 | 0 | INDUSTRY | 蒸发冷却的出现实消耗率（依气候与系统效率）
容量 500 MW | 模型-D-CO | WUE_L_per_kWh | 2.1056 | Google | 2024 | 1.2 | 1.2 | 可比 | 0.9056 | 0.7547 | DISCLOSURE | FY24 WUE 1.2 L/kWh；转述自券商研究报告摘录
容量 500 MW | 模型-D-CO | WUE_L_per_kWh | 2.1056 | Google | 2024 | 0.64 | 0.64 | 可比 | 1.4656 | 2.29 | DISCLOSURE | 同一年另一来源报 fleet-wide 0.64 L/kWh——口径差异示例
容量 500 MW | 模型-D-CO | WUE_L_per_kWh | 2.1056 | Meta | 2024 | 0.2 | 0.2 | 可比 | 1.9056 | 9.528 | DISCLOSURE | FY24 WUE；券商摘录
容量 500 MW | 模型-D-CO | WUE_L_per_kWh | 2.1056 | Meta | 2024 | 0.26 | 0.26 | 可比 | 1.8456 | 7.0984 | INDUSTRY | 行业来源报 fleet-wide 0.26 L/kWh（2024，空气侧自然冷却占比高）
容量 500 MW | 模型-D-CO | WUE_L_per_kWh | 2.1056 | Amazon/AWS | 2023 | 0.18 | 0.18 | 可比 | 1.9256 | 10.6977 | DISCLOSURE | 2023 WUE；券商摘录
容量 500 MW | 模型-D-CO | WUE_L_per_kWh | 2.1056 | Microsoft | 2024 | 0.3 | 0.49 | 可比 | 1.7106 | 4.3306 | DISCLOSURE | FY24 WUE：券商摘录 0.30；行业来源报 fleet-wide 0.49
容量 500 MW | 模型-D-CO | WUE_L_per_kWh | 2.1056 | 阿里巴巴 | 2025 | 1.144 | 1.8 | 可比 | 0.6336 | 0.4304 | DISCLOSURE | 2025 WUE 1.144 全站均值；蒸发冷却站点 1.8，风冷站点 0.329
容量 500 MW | 模型-D-CO | WUE_L_per_kWh | 2.1056 | 百度 | 2024 | 1.61 | 1.61 | 可比 | 0.4956 | 0.3078 | DISCLOSURE | 2024 WUE
容量 500 MW | 模型-D-CO | WUE_L_per_kWh | 2.1056 | Equinix | 2024 | 0.95 | 1.55 | 可比 | 0.8556 | 0.6845 | DISCLOSURE | 2024 WUE 0.95 全站；蒸发冷却站点 1.55
容量 500 MW | 模型-D-CO | WUE_L_per_kWh | 2.1056 | 行业基准-无水冷却 | 2025 | 0 | 0 | 在区间外 | 2.1056 |  | INDUSTRY | 风冷/自然冷却：蒸发量为零时 WUE = 0
容量 500 MW | 模型-D-CO | WUE_L_per_kWh | 2.1056 | 行业基准-领先超大规模 | 2025 | 0.2 | 0.5 | 在区间外 | 1.6056 | 4.5874 | INDUSTRY | 领先超大规模运营商区间
容量 500 MW | 模型-D-CO | WUE_L_per_kWh | 2.1056 | 行业基准-平均托管型 | 2025 | 1 | 1.8 | 在区间外 | 0.3056 | 0.2183 | INDUSTRY | 一般 colocation 设施区间
容量 500 MW | 模型-D-CO | WUE_L_per_kWh | 2.1056 | 行业基准-老旧低效 | 2025 | 2 | 4 | 在区间内 | 0 | 0 | INDUSTRY | 老旧或低效设施区间
容量 500 MW | 模型-D-CO | WUE_L_per_kWh | 2.1056 | 行业基准-蒸发冷却消耗率 | 2025 | 1.8 | 4 | 在区间内 | 0 | 0 | INDUSTRY | 蒸发冷却的出现实消耗率（依气候与系统效率）
容量 750 MW | 模型-D-CO | WUE_L_per_kWh | 2.105 | Google | 2024 | 1.2 | 1.2 | 可比 | 0.905 | 0.7542 | DISCLOSURE | FY24 WUE 1.2 L/kWh；转述自券商研究报告摘录
容量 750 MW | 模型-D-CO | WUE_L_per_kWh | 2.105 | Google | 2024 | 0.64 | 0.64 | 可比 | 1.465 | 2.289 | DISCLOSURE | 同一年另一来源报 fleet-wide 0.64 L/kWh——口径差异示例
容量 750 MW | 模型-D-CO | WUE_L_per_kWh | 2.105 | Meta | 2024 | 0.2 | 0.2 | 可比 | 1.905 | 9.5249 | DISCLOSURE | FY24 WUE；券商摘录
容量 750 MW | 模型-D-CO | WUE_L_per_kWh | 2.105 | Meta | 2024 | 0.26 | 0.26 | 可比 | 1.845 | 7.0961 | INDUSTRY | 行业来源报 fleet-wide 0.26 L/kWh（2024，空气侧自然冷却占比高）
容量 750 MW | 模型-D-CO | WUE_L_per_kWh | 2.105 | Amazon/AWS | 2023 | 0.18 | 0.18 | 可比 | 1.925 | 10.6943 | DISCLOSURE | 2023 WUE；券商摘录
容量 750 MW | 模型-D-CO | WUE_L_per_kWh | 2.105 | Microsoft | 2024 | 0.3 | 0.49 | 可比 | 1.71 | 4.3291 | DISCLOSURE | FY24 WUE：券商摘录 0.30；行业来源报 fleet-wide 0.49
容量 750 MW | 模型-D-CO | WUE_L_per_kWh | 2.105 | 阿里巴巴 | 2025 | 1.144 | 1.8 | 可比 | 0.633 | 0.43 | DISCLOSURE | 2025 WUE 1.144 全站均值；蒸发冷却站点 1.8，风冷站点 0.329
容量 750 MW | 模型-D-CO | WUE_L_per_kWh | 2.105 | 百度 | 2024 | 1.61 | 1.61 | 可比 | 0.495 | 0.3074 | DISCLOSURE | 2024 WUE
容量 750 MW | 模型-D-CO | WUE_L_per_kWh | 2.105 | Equinix | 2024 | 0.95 | 1.55 | 可比 | 0.855 | 0.684 | DISCLOSURE | 2024 WUE 0.95 全站；蒸发冷却站点 1.55
容量 750 MW | 模型-D-CO | WUE_L_per_kWh | 2.105 | 行业基准-无水冷却 | 2025 | 0 | 0 | 在区间外 | 2.105 |  | INDUSTRY | 风冷/自然冷却：蒸发量为零时 WUE = 0
容量 750 MW | 模型-D-CO | WUE_L_per_kWh | 2.105 | 行业基准-领先超大规模 | 2025 | 0.2 | 0.5 | 在区间外 | 1.605 | 4.5857 | INDUSTRY | 领先超大规模运营商区间
容量 750 MW | 模型-D-CO | WUE_L_per_kWh | 2.105 | 行业基准-平均托管型 | 2025 | 1 | 1.8 | 在区间外 | 0.305 | 0.2178 | INDUSTRY | 一般 colocation 设施区间
容量 750 MW | 模型-D-CO | WUE_L_per_kWh | 2.105 | 行业基准-老旧低效 | 2025 | 2 | 4 | 在区间内 | 0 | 0 | INDUSTRY | 老旧或低效设施区间
容量 750 MW | 模型-D-CO | WUE_L_per_kWh | 2.105 | 行业基准-蒸发冷却消耗率 | 2025 | 1.8 | 4 | 在区间内 | 0 | 0 | INDUSTRY | 蒸发冷却的出现实消耗率（依气候与系统效率）
容量 1000 MW | 模型-D-CO | WUE_L_per_kWh | 2.1047 | Google | 2024 | 1.2 | 1.2 | 可比 | 0.9047 | 0.7539 | DISCLOSURE | FY24 WUE 1.2 L/kWh；转述自券商研究报告摘录
容量 1000 MW | 模型-D-CO | WUE_L_per_kWh | 2.1047 | Google | 2024 | 0.64 | 0.64 | 可比 | 1.4647 | 2.2886 | DISCLOSURE | 同一年另一来源报 fleet-wide 0.64 L/kWh——口径差异示例
容量 1000 MW | 模型-D-CO | WUE_L_per_kWh | 2.1047 | Meta | 2024 | 0.2 | 0.2 | 可比 | 1.9047 | 9.5234 | DISCLOSURE | FY24 WUE；券商摘录
容量 1000 MW | 模型-D-CO | WUE_L_per_kWh | 2.1047 | Meta | 2024 | 0.26 | 0.26 | 可比 | 1.8447 | 7.0949 | INDUSTRY | 行业来源报 fleet-wide 0.26 L/kWh（2024，空气侧自然冷却占比高）
容量 1000 MW | 模型-D-CO | WUE_L_per_kWh | 2.1047 | Amazon/AWS | 2023 | 0.18 | 0.18 | 可比 | 1.9247 | 10.6927 | DISCLOSURE | 2023 WUE；券商摘录
容量 1000 MW | 模型-D-CO | WUE_L_per_kWh | 2.1047 | Microsoft | 2024 | 0.3 | 0.49 | 可比 | 1.7097 | 4.3283 | DISCLOSURE | FY24 WUE：券商摘录 0.30；行业来源报 fleet-wide 0.49
容量 1000 MW | 模型-D-CO | WUE_L_per_kWh | 2.1047 | 阿里巴巴 | 2025 | 1.144 | 1.8 | 可比 | 0.6327 | 0.4298 | DISCLOSURE | 2025 WUE 1.144 全站均值；蒸发冷却站点 1.8，风冷站点 0.329
容量 1000 MW | 模型-D-CO | WUE_L_per_kWh | 2.1047 | 百度 | 2024 | 1.61 | 1.61 | 可比 | 0.4947 | 0.3073 | DISCLOSURE | 2024 WUE
容量 1000 MW | 模型-D-CO | WUE_L_per_kWh | 2.1047 | Equinix | 2024 | 0.95 | 1.55 | 可比 | 0.8547 | 0.6837 | DISCLOSURE | 2024 WUE 0.95 全站；蒸发冷却站点 1.55
容量 1000 MW | 模型-D-CO | WUE_L_per_kWh | 2.1047 | 行业基准-无水冷却 | 2025 | 0 | 0 | 在区间外 | 2.1047 |  | INDUSTRY | 风冷/自然冷却：蒸发量为零时 WUE = 0
容量 1000 MW | 模型-D-CO | WUE_L_per_kWh | 2.1047 | 行业基准-领先超大规模 | 2025 | 0.2 | 0.5 | 在区间外 | 1.6047 | 4.5848 | INDUSTRY | 领先超大规模运营商区间
容量 1000 MW | 模型-D-CO | WUE_L_per_kWh | 2.1047 | 行业基准-平均托管型 | 2025 | 1 | 1.8 | 在区间外 | 0.3047 | 0.2176 | INDUSTRY | 一般 colocation 设施区间
容量 1000 MW | 模型-D-CO | WUE_L_per_kWh | 2.1047 | 行业基准-老旧低效 | 2025 | 2 | 4 | 在区间内 | 0 | 0 | INDUSTRY | 老旧或低效设施区间
容量 1000 MW | 模型-D-CO | WUE_L_per_kWh | 2.1047 | 行业基准-蒸发冷却消耗率 | 2025 | 1.8 | 4 | 在区间内 | 0 | 0 | INDUSTRY | 蒸发冷却的出现实消耗率（依气候与系统效率）
容量 1250 MW | 模型-D-CO | WUE_L_per_kWh | 2.1045 | Google | 2024 | 1.2 | 1.2 | 可比 | 0.9045 | 0.7537 | DISCLOSURE | FY24 WUE 1.2 L/kWh；转述自券商研究报告摘录
容量 1250 MW | 模型-D-CO | WUE_L_per_kWh | 2.1045 | Google | 2024 | 0.64 | 0.64 | 可比 | 1.4645 | 2.2883 | DISCLOSURE | 同一年另一来源报 fleet-wide 0.64 L/kWh——口径差异示例
容量 1250 MW | 模型-D-CO | WUE_L_per_kWh | 2.1045 | Meta | 2024 | 0.2 | 0.2 | 可比 | 1.9045 | 9.5225 | DISCLOSURE | FY24 WUE；券商摘录
容量 1250 MW | 模型-D-CO | WUE_L_per_kWh | 2.1045 | Meta | 2024 | 0.26 | 0.26 | 可比 | 1.8445 | 7.0942 | INDUSTRY | 行业来源报 fleet-wide 0.26 L/kWh（2024，空气侧自然冷却占比高）
容量 1250 MW | 模型-D-CO | WUE_L_per_kWh | 2.1045 | Amazon/AWS | 2023 | 0.18 | 0.18 | 可比 | 1.9245 | 10.6916 | DISCLOSURE | 2023 WUE；券商摘录
容量 1250 MW | 模型-D-CO | WUE_L_per_kWh | 2.1045 | Microsoft | 2024 | 0.3 | 0.49 | 可比 | 1.7095 | 4.3278 | DISCLOSURE | FY24 WUE：券商摘录 0.30；行业来源报 fleet-wide 0.49
容量 1250 MW | 模型-D-CO | WUE_L_per_kWh | 2.1045 | 阿里巴巴 | 2025 | 1.144 | 1.8 | 可比 | 0.6325 | 0.4297 | DISCLOSURE | 2025 WUE 1.144 全站均值；蒸发冷却站点 1.8，风冷站点 0.329
容量 1250 MW | 模型-D-CO | WUE_L_per_kWh | 2.1045 | 百度 | 2024 | 1.61 | 1.61 | 可比 | 0.4945 | 0.3071 | DISCLOSURE | 2024 WUE
容量 1250 MW | 模型-D-CO | WUE_L_per_kWh | 2.1045 | Equinix | 2024 | 0.95 | 1.55 | 可比 | 0.8545 | 0.6836 | DISCLOSURE | 2024 WUE 0.95 全站；蒸发冷却站点 1.55
容量 1250 MW | 模型-D-CO | WUE_L_per_kWh | 2.1045 | 行业基准-无水冷却 | 2025 | 0 | 0 | 在区间外 | 2.1045 |  | INDUSTRY | 风冷/自然冷却：蒸发量为零时 WUE = 0
容量 1250 MW | 模型-D-CO | WUE_L_per_kWh | 2.1045 | 行业基准-领先超大规模 | 2025 | 0.2 | 0.5 | 在区间外 | 1.6045 | 4.5843 | INDUSTRY | 领先超大规模运营商区间
容量 1250 MW | 模型-D-CO | WUE_L_per_kWh | 2.1045 | 行业基准-平均托管型 | 2025 | 1 | 1.8 | 在区间外 | 0.3045 | 0.2175 | INDUSTRY | 一般 colocation 设施区间
容量 1250 MW | 模型-D-CO | WUE_L_per_kWh | 2.1045 | 行业基准-老旧低效 | 2025 | 2 | 4 | 在区间内 | 0 | 0 | INDUSTRY | 老旧或低效设施区间
容量 1250 MW | 模型-D-CO | WUE_L_per_kWh | 2.1045 | 行业基准-蒸发冷却消耗率 | 2025 | 1.8 | 4 | 在区间内 | 0 | 0 | INDUSTRY | 蒸发冷却的出现实消耗率（依气候与系统效率）
容量 1500 MW | 模型-D-CO | WUE_L_per_kWh | 2.1044 | Google | 2024 | 1.2 | 1.2 | 可比 | 0.9044 | 0.7536 | DISCLOSURE | FY24 WUE 1.2 L/kWh；转述自券商研究报告摘录
容量 1500 MW | 模型-D-CO | WUE_L_per_kWh | 2.1044 | Google | 2024 | 0.64 | 0.64 | 可比 | 1.4644 | 2.2881 | DISCLOSURE | 同一年另一来源报 fleet-wide 0.64 L/kWh——口径差异示例
容量 1500 MW | 模型-D-CO | WUE_L_per_kWh | 2.1044 | Meta | 2024 | 0.2 | 0.2 | 可比 | 1.9044 | 9.5219 | DISCLOSURE | FY24 WUE；券商摘录
容量 1500 MW | 模型-D-CO | WUE_L_per_kWh | 2.1044 | Meta | 2024 | 0.26 | 0.26 | 可比 | 1.8444 | 7.0937 | INDUSTRY | 行业来源报 fleet-wide 0.26 L/kWh（2024，空气侧自然冷却占比高）
容量 1500 MW | 模型-D-CO | WUE_L_per_kWh | 2.1044 | Amazon/AWS | 2023 | 0.18 | 0.18 | 可比 | 1.9244 | 10.691 | DISCLOSURE | 2023 WUE；券商摘录
容量 1500 MW | 模型-D-CO | WUE_L_per_kWh | 2.1044 | Microsoft | 2024 | 0.3 | 0.49 | 可比 | 1.7094 | 4.3275 | DISCLOSURE | FY24 WUE：券商摘录 0.30；行业来源报 fleet-wide 0.49
容量 1500 MW | 模型-D-CO | WUE_L_per_kWh | 2.1044 | 阿里巴巴 | 2025 | 1.144 | 1.8 | 可比 | 0.6324 | 0.4296 | DISCLOSURE | 2025 WUE 1.144 全站均值；蒸发冷却站点 1.8，风冷站点 0.329
容量 1500 MW | 模型-D-CO | WUE_L_per_kWh | 2.1044 | 百度 | 2024 | 1.61 | 1.61 | 可比 | 0.4944 | 0.3071 | DISCLOSURE | 2024 WUE
容量 1500 MW | 模型-D-CO | WUE_L_per_kWh | 2.1044 | Equinix | 2024 | 0.95 | 1.55 | 可比 | 0.8544 | 0.6835 | DISCLOSURE | 2024 WUE 0.95 全站；蒸发冷却站点 1.55
容量 1500 MW | 模型-D-CO | WUE_L_per_kWh | 2.1044 | 行业基准-无水冷却 | 2025 | 0 | 0 | 在区间外 | 2.1044 |  | INDUSTRY | 风冷/自然冷却：蒸发量为零时 WUE = 0
容量 1500 MW | 模型-D-CO | WUE_L_per_kWh | 2.1044 | 行业基准-领先超大规模 | 2025 | 0.2 | 0.5 | 在区间外 | 1.6044 | 4.5839 | INDUSTRY | 领先超大规模运营商区间
容量 1500 MW | 模型-D-CO | WUE_L_per_kWh | 2.1044 | 行业基准-平均托管型 | 2025 | 1 | 1.8 | 在区间外 | 0.3044 | 0.2174 | INDUSTRY | 一般 colocation 设施区间
容量 1500 MW | 模型-D-CO | WUE_L_per_kWh | 2.1044 | 行业基准-老旧低效 | 2025 | 2 | 4 | 在区间内 | 0 | 0 | INDUSTRY | 老旧或低效设施区间
容量 1500 MW | 模型-D-CO | WUE_L_per_kWh | 2.1044 | 行业基准-蒸发冷却消耗率 | 2025 | 1.8 | 4 | 在区间内 | 0 | 0 | INDUSTRY | 蒸发冷却的出现实消耗率（依气候与系统效率）
容量 1750 MW | 模型-D-CO | WUE_L_per_kWh | 2.1043 | Google | 2024 | 1.2 | 1.2 | 可比 | 0.9043 | 0.7536 | DISCLOSURE | FY24 WUE 1.2 L/kWh；转述自券商研究报告摘录
容量 1750 MW | 模型-D-CO | WUE_L_per_kWh | 2.1043 | Google | 2024 | 0.64 | 0.64 | 可比 | 1.4643 | 2.2879 | DISCLOSURE | 同一年另一来源报 fleet-wide 0.64 L/kWh——口径差异示例
容量 1750 MW | 模型-D-CO | WUE_L_per_kWh | 2.1043 | Meta | 2024 | 0.2 | 0.2 | 可比 | 1.9043 | 9.5214 | DISCLOSURE | FY24 WUE；券商摘录
容量 1750 MW | 模型-D-CO | WUE_L_per_kWh | 2.1043 | Meta | 2024 | 0.26 | 0.26 | 可比 | 1.8443 | 7.0934 | INDUSTRY | 行业来源报 fleet-wide 0.26 L/kWh（2024，空气侧自然冷却占比高）
容量 1750 MW | 模型-D-CO | WUE_L_per_kWh | 2.1043 | Amazon/AWS | 2023 | 0.18 | 0.18 | 可比 | 1.9243 | 10.6905 | DISCLOSURE | 2023 WUE；券商摘录
容量 1750 MW | 模型-D-CO | WUE_L_per_kWh | 2.1043 | Microsoft | 2024 | 0.3 | 0.49 | 可比 | 1.7093 | 4.3273 | DISCLOSURE | FY24 WUE：券商摘录 0.30；行业来源报 fleet-wide 0.49
容量 1750 MW | 模型-D-CO | WUE_L_per_kWh | 2.1043 | 阿里巴巴 | 2025 | 1.144 | 1.8 | 可比 | 0.6323 | 0.4295 | DISCLOSURE | 2025 WUE 1.144 全站均值；蒸发冷却站点 1.8，风冷站点 0.329
容量 1750 MW | 模型-D-CO | WUE_L_per_kWh | 2.1043 | 百度 | 2024 | 1.61 | 1.61 | 可比 | 0.4943 | 0.307 | DISCLOSURE | 2024 WUE
容量 1750 MW | 模型-D-CO | WUE_L_per_kWh | 2.1043 | Equinix | 2024 | 0.95 | 1.55 | 可比 | 0.8543 | 0.6834 | DISCLOSURE | 2024 WUE 0.95 全站；蒸发冷却站点 1.55
容量 1750 MW | 模型-D-CO | WUE_L_per_kWh | 2.1043 | 行业基准-无水冷却 | 2025 | 0 | 0 | 在区间外 | 2.1043 |  | INDUSTRY | 风冷/自然冷却：蒸发量为零时 WUE = 0
容量 1750 MW | 模型-D-CO | WUE_L_per_kWh | 2.1043 | 行业基准-领先超大规模 | 2025 | 0.2 | 0.5 | 在区间外 | 1.6043 | 4.5837 | INDUSTRY | 领先超大规模运营商区间
容量 1750 MW | 模型-D-CO | WUE_L_per_kWh | 2.1043 | 行业基准-平均托管型 | 2025 | 1 | 1.8 | 在区间外 | 0.3043 | 0.2173 | INDUSTRY | 一般 colocation 设施区间
容量 1750 MW | 模型-D-CO | WUE_L_per_kWh | 2.1043 | 行业基准-老旧低效 | 2025 | 2 | 4 | 在区间内 | 0 | 0 | INDUSTRY | 老旧或低效设施区间
容量 1750 MW | 模型-D-CO | WUE_L_per_kWh | 2.1043 | 行业基准-蒸发冷却消耗率 | 2025 | 1.8 | 4 | 在区间内 | 0 | 0 | INDUSTRY | 蒸发冷却的出现实消耗率（依气候与系统效率）
容量 2000 MW | 模型-D-CO | WUE_L_per_kWh | 2.1042 | Google | 2024 | 1.2 | 1.2 | 可比 | 0.9042 | 0.7535 | DISCLOSURE | FY24 WUE 1.2 L/kWh；转述自券商研究报告摘录
容量 2000 MW | 模型-D-CO | WUE_L_per_kWh | 2.1042 | Google | 2024 | 0.64 | 0.64 | 可比 | 1.4642 | 2.2878 | DISCLOSURE | 同一年另一来源报 fleet-wide 0.64 L/kWh——口径差异示例
容量 2000 MW | 模型-D-CO | WUE_L_per_kWh | 2.1042 | Meta | 2024 | 0.2 | 0.2 | 可比 | 1.9042 | 9.5211 | DISCLOSURE | FY24 WUE；券商摘录
容量 2000 MW | 模型-D-CO | WUE_L_per_kWh | 2.1042 | Meta | 2024 | 0.26 | 0.26 | 可比 | 1.8442 | 7.0932 | INDUSTRY | 行业来源报 fleet-wide 0.26 L/kWh（2024，空气侧自然冷却占比高）
容量 2000 MW | 模型-D-CO | WUE_L_per_kWh | 2.1042 | Amazon/AWS | 2023 | 0.18 | 0.18 | 可比 | 1.9242 | 10.6901 | DISCLOSURE | 2023 WUE；券商摘录
容量 2000 MW | 模型-D-CO | WUE_L_per_kWh | 2.1042 | Microsoft | 2024 | 0.3 | 0.49 | 可比 | 1.7092 | 4.3271 | DISCLOSURE | FY24 WUE：券商摘录 0.30；行业来源报 fleet-wide 0.49
容量 2000 MW | 模型-D-CO | WUE_L_per_kWh | 2.1042 | 阿里巴巴 | 2025 | 1.144 | 1.8 | 可比 | 0.6322 | 0.4295 | DISCLOSURE | 2025 WUE 1.144 全站均值；蒸发冷却站点 1.8，风冷站点 0.329
容量 2000 MW | 模型-D-CO | WUE_L_per_kWh | 2.1042 | 百度 | 2024 | 1.61 | 1.61 | 可比 | 0.4942 | 0.307 | DISCLOSURE | 2024 WUE
容量 2000 MW | 模型-D-CO | WUE_L_per_kWh | 2.1042 | Equinix | 2024 | 0.95 | 1.55 | 可比 | 0.8542 | 0.6834 | DISCLOSURE | 2024 WUE 0.95 全站；蒸发冷却站点 1.55
容量 2000 MW | 模型-D-CO | WUE_L_per_kWh | 2.1042 | 行业基准-无水冷却 | 2025 | 0 | 0 | 在区间外 | 2.1042 |  | INDUSTRY | 风冷/自然冷却：蒸发量为零时 WUE = 0
容量 2000 MW | 模型-D-CO | WUE_L_per_kWh | 2.1042 | 行业基准-领先超大规模 | 2025 | 0.2 | 0.5 | 在区间外 | 1.6042 | 4.5835 | INDUSTRY | 领先超大规模运营商区间
容量 2000 MW | 模型-D-CO | WUE_L_per_kWh | 2.1042 | 行业基准-平均托管型 | 2025 | 1 | 1.8 | 在区间外 | 0.3042 | 0.2173 | INDUSTRY | 一般 colocation 设施区间
容量 2000 MW | 模型-D-CO | WUE_L_per_kWh | 2.1042 | 行业基准-老旧低效 | 2025 | 2 | 4 | 在区间内 | 0 | 0 | INDUSTRY | 老旧或低效设施区间
容量 2000 MW | 模型-D-CO | WUE_L_per_kWh | 2.1042 | 行业基准-蒸发冷却消耗率 | 2025 | 1.8 | 4 | 在区间内 | 0 | 0 | INDUSTRY | 蒸发冷却的出现实消耗率（依气候与系统效率）
容量 250 MW | 模型-D-HA | WUE_L_per_kWh | 2.2123 | Google | 2024 | 1.2 | 1.2 | 可比 | 1.0123 | 0.8436 | DISCLOSURE | FY24 WUE 1.2 L/kWh；转述自券商研究报告摘录
容量 250 MW | 模型-D-HA | WUE_L_per_kWh | 2.2123 | Google | 2024 | 0.64 | 0.64 | 可比 | 1.5723 | 2.4567 | DISCLOSURE | 同一年另一来源报 fleet-wide 0.64 L/kWh——口径差异示例
容量 250 MW | 模型-D-HA | WUE_L_per_kWh | 2.2123 | Meta | 2024 | 0.2 | 0.2 | 可比 | 2.0123 | 10.0616 | DISCLOSURE | FY24 WUE；券商摘录
容量 250 MW | 模型-D-HA | WUE_L_per_kWh | 2.2123 | Meta | 2024 | 0.26 | 0.26 | 可比 | 1.9523 | 7.5089 | INDUSTRY | 行业来源报 fleet-wide 0.26 L/kWh（2024，空气侧自然冷却占比高）
容量 250 MW | 模型-D-HA | WUE_L_per_kWh | 2.2123 | Amazon/AWS | 2023 | 0.18 | 0.18 | 可比 | 2.0323 | 11.2906 | DISCLOSURE | 2023 WUE；券商摘录
容量 250 MW | 模型-D-HA | WUE_L_per_kWh | 2.2123 | Microsoft | 2024 | 0.3 | 0.49 | 可比 | 1.8173 | 4.6008 | DISCLOSURE | FY24 WUE：券商摘录 0.30；行业来源报 fleet-wide 0.49
容量 250 MW | 模型-D-HA | WUE_L_per_kWh | 2.2123 | 阿里巴巴 | 2025 | 1.144 | 1.8 | 可比 | 0.7403 | 0.5029 | DISCLOSURE | 2025 WUE 1.144 全站均值；蒸发冷却站点 1.8，风冷站点 0.329
容量 250 MW | 模型-D-HA | WUE_L_per_kWh | 2.2123 | 百度 | 2024 | 1.61 | 1.61 | 可比 | 0.6023 | 0.3741 | DISCLOSURE | 2024 WUE
容量 250 MW | 模型-D-HA | WUE_L_per_kWh | 2.2123 | Equinix | 2024 | 0.95 | 1.55 | 可比 | 0.9623 | 0.7699 | DISCLOSURE | 2024 WUE 0.95 全站；蒸发冷却站点 1.55
容量 250 MW | 模型-D-HA | WUE_L_per_kWh | 2.2123 | 行业基准-无水冷却 | 2025 | 0 | 0 | 在区间外 | 2.2123 |  | INDUSTRY | 风冷/自然冷却：蒸发量为零时 WUE = 0
容量 250 MW | 模型-D-HA | WUE_L_per_kWh | 2.2123 | 行业基准-领先超大规模 | 2025 | 0.2 | 0.5 | 在区间外 | 1.7123 | 4.8923 | INDUSTRY | 领先超大规模运营商区间
容量 250 MW | 模型-D-HA | WUE_L_per_kWh | 2.2123 | 行业基准-平均托管型 | 2025 | 1 | 1.8 | 在区间外 | 0.4123 | 0.2945 | INDUSTRY | 一般 colocation 设施区间
容量 250 MW | 模型-D-HA | WUE_L_per_kWh | 2.2123 | 行业基准-老旧低效 | 2025 | 2 | 4 | 在区间内 | 0 | 0 | INDUSTRY | 老旧或低效设施区间
容量 250 MW | 模型-D-HA | WUE_L_per_kWh | 2.2123 | 行业基准-蒸发冷却消耗率 | 2025 | 1.8 | 4 | 在区间内 | 0 | 0 | INDUSTRY | 蒸发冷却的出现实消耗率（依气候与系统效率）
容量 500 MW | 模型-D-HA | WUE_L_per_kWh | 2.2105 | Google | 2024 | 1.2 | 1.2 | 可比 | 1.0105 | 0.8421 | DISCLOSURE | FY24 WUE 1.2 L/kWh；转述自券商研究报告摘录
容量 500 MW | 模型-D-HA | WUE_L_per_kWh | 2.2105 | Google | 2024 | 0.64 | 0.64 | 可比 | 1.5705 | 2.4539 | DISCLOSURE | 同一年另一来源报 fleet-wide 0.64 L/kWh——口径差异示例
容量 500 MW | 模型-D-HA | WUE_L_per_kWh | 2.2105 | Meta | 2024 | 0.2 | 0.2 | 可比 | 2.0105 | 10.0524 | DISCLOSURE | FY24 WUE；券商摘录
容量 500 MW | 模型-D-HA | WUE_L_per_kWh | 2.2105 | Meta | 2024 | 0.26 | 0.26 | 可比 | 1.9505 | 7.5019 | INDUSTRY | 行业来源报 fleet-wide 0.26 L/kWh（2024，空气侧自然冷却占比高）
容量 500 MW | 模型-D-HA | WUE_L_per_kWh | 2.2105 | Amazon/AWS | 2023 | 0.18 | 0.18 | 可比 | 2.0305 | 11.2805 | DISCLOSURE | 2023 WUE；券商摘录
容量 500 MW | 模型-D-HA | WUE_L_per_kWh | 2.2105 | Microsoft | 2024 | 0.3 | 0.49 | 可比 | 1.8155 | 4.5962 | DISCLOSURE | FY24 WUE：券商摘录 0.30；行业来源报 fleet-wide 0.49
容量 500 MW | 模型-D-HA | WUE_L_per_kWh | 2.2105 | 阿里巴巴 | 2025 | 1.144 | 1.8 | 可比 | 0.7385 | 0.5017 | DISCLOSURE | 2025 WUE 1.144 全站均值；蒸发冷却站点 1.8，风冷站点 0.329
容量 500 MW | 模型-D-HA | WUE_L_per_kWh | 2.2105 | 百度 | 2024 | 1.61 | 1.61 | 可比 | 0.6005 | 0.373 | DISCLOSURE | 2024 WUE
容量 500 MW | 模型-D-HA | WUE_L_per_kWh | 2.2105 | Equinix | 2024 | 0.95 | 1.55 | 可比 | 0.9605 | 0.7684 | DISCLOSURE | 2024 WUE 0.95 全站；蒸发冷却站点 1.55
容量 500 MW | 模型-D-HA | WUE_L_per_kWh | 2.2105 | 行业基准-无水冷却 | 2025 | 0 | 0 | 在区间外 | 2.2105 |  | INDUSTRY | 风冷/自然冷却：蒸发量为零时 WUE = 0
容量 500 MW | 模型-D-HA | WUE_L_per_kWh | 2.2105 | 行业基准-领先超大规模 | 2025 | 0.2 | 0.5 | 在区间外 | 1.7105 | 4.8871 | INDUSTRY | 领先超大规模运营商区间
容量 500 MW | 模型-D-HA | WUE_L_per_kWh | 2.2105 | 行业基准-平均托管型 | 2025 | 1 | 1.8 | 在区间外 | 0.4105 | 0.2932 | INDUSTRY | 一般 colocation 设施区间
容量 500 MW | 模型-D-HA | WUE_L_per_kWh | 2.2105 | 行业基准-老旧低效 | 2025 | 2 | 4 | 在区间内 | 0 | 0 | INDUSTRY | 老旧或低效设施区间
容量 500 MW | 模型-D-HA | WUE_L_per_kWh | 2.2105 | 行业基准-蒸发冷却消耗率 | 2025 | 1.8 | 4 | 在区间内 | 0 | 0 | INDUSTRY | 蒸发冷却的出现实消耗率（依气候与系统效率）
容量 750 MW | 模型-D-HA | WUE_L_per_kWh | 2.2099 | Google | 2024 | 1.2 | 1.2 | 可比 | 1.0099 | 0.8416 | DISCLOSURE | FY24 WUE 1.2 L/kWh；转述自券商研究报告摘录
容量 750 MW | 模型-D-HA | WUE_L_per_kWh | 2.2099 | Google | 2024 | 0.64 | 0.64 | 可比 | 1.5699 | 2.4529 | DISCLOSURE | 同一年另一来源报 fleet-wide 0.64 L/kWh——口径差异示例
容量 750 MW | 模型-D-HA | WUE_L_per_kWh | 2.2099 | Meta | 2024 | 0.2 | 0.2 | 可比 | 2.0099 | 10.0494 | DISCLOSURE | FY24 WUE；券商摘录
容量 750 MW | 模型-D-HA | WUE_L_per_kWh | 2.2099 | Meta | 2024 | 0.26 | 0.26 | 可比 | 1.9499 | 7.4995 | INDUSTRY | 行业来源报 fleet-wide 0.26 L/kWh（2024，空气侧自然冷却占比高）
容量 750 MW | 模型-D-HA | WUE_L_per_kWh | 2.2099 | Amazon/AWS | 2023 | 0.18 | 0.18 | 可比 | 2.0299 | 11.2771 | DISCLOSURE | 2023 WUE；券商摘录
容量 750 MW | 模型-D-HA | WUE_L_per_kWh | 2.2099 | Microsoft | 2024 | 0.3 | 0.49 | 可比 | 1.8149 | 4.5946 | DISCLOSURE | FY24 WUE：券商摘录 0.30；行业来源报 fleet-wide 0.49
容量 750 MW | 模型-D-HA | WUE_L_per_kWh | 2.2099 | 阿里巴巴 | 2025 | 1.144 | 1.8 | 可比 | 0.7379 | 0.5013 | DISCLOSURE | 2025 WUE 1.144 全站均值；蒸发冷却站点 1.8，风冷站点 0.329
容量 750 MW | 模型-D-HA | WUE_L_per_kWh | 2.2099 | 百度 | 2024 | 1.61 | 1.61 | 可比 | 0.5999 | 0.3726 | DISCLOSURE | 2024 WUE
容量 750 MW | 模型-D-HA | WUE_L_per_kWh | 2.2099 | Equinix | 2024 | 0.95 | 1.55 | 可比 | 0.9599 | 0.7679 | DISCLOSURE | 2024 WUE 0.95 全站；蒸发冷却站点 1.55
容量 750 MW | 模型-D-HA | WUE_L_per_kWh | 2.2099 | 行业基准-无水冷却 | 2025 | 0 | 0 | 在区间外 | 2.2099 |  | INDUSTRY | 风冷/自然冷却：蒸发量为零时 WUE = 0
容量 750 MW | 模型-D-HA | WUE_L_per_kWh | 2.2099 | 行业基准-领先超大规模 | 2025 | 0.2 | 0.5 | 在区间外 | 1.7099 | 4.8854 | INDUSTRY | 领先超大规模运营商区间
容量 750 MW | 模型-D-HA | WUE_L_per_kWh | 2.2099 | 行业基准-平均托管型 | 2025 | 1 | 1.8 | 在区间外 | 0.4099 | 0.2928 | INDUSTRY | 一般 colocation 设施区间
容量 750 MW | 模型-D-HA | WUE_L_per_kWh | 2.2099 | 行业基准-老旧低效 | 2025 | 2 | 4 | 在区间内 | 0 | 0 | INDUSTRY | 老旧或低效设施区间
容量 750 MW | 模型-D-HA | WUE_L_per_kWh | 2.2099 | 行业基准-蒸发冷却消耗率 | 2025 | 1.8 | 4 | 在区间内 | 0 | 0 | INDUSTRY | 蒸发冷却的出现实消耗率（依气候与系统效率）
容量 1000 MW | 模型-D-HA | WUE_L_per_kWh | 2.2096 | Google | 2024 | 1.2 | 1.2 | 可比 | 1.0096 | 0.8413 | DISCLOSURE | FY24 WUE 1.2 L/kWh；转述自券商研究报告摘录
容量 1000 MW | 模型-D-HA | WUE_L_per_kWh | 2.2096 | Google | 2024 | 0.64 | 0.64 | 可比 | 1.5696 | 2.4525 | DISCLOSURE | 同一年另一来源报 fleet-wide 0.64 L/kWh——口径差异示例
容量 1000 MW | 模型-D-HA | WUE_L_per_kWh | 2.2096 | Meta | 2024 | 0.2 | 0.2 | 可比 | 2.0096 | 10.0479 | DISCLOSURE | FY24 WUE；券商摘录
容量 1000 MW | 模型-D-HA | WUE_L_per_kWh | 2.2096 | Meta | 2024 | 0.26 | 0.26 | 可比 | 1.9496 | 7.4984 | INDUSTRY | 行业来源报 fleet-wide 0.26 L/kWh（2024，空气侧自然冷却占比高）
容量 1000 MW | 模型-D-HA | WUE_L_per_kWh | 2.2096 | Amazon/AWS | 2023 | 0.18 | 0.18 | 可比 | 2.0296 | 11.2754 | DISCLOSURE | 2023 WUE；券商摘录
容量 1000 MW | 模型-D-HA | WUE_L_per_kWh | 2.2096 | Microsoft | 2024 | 0.3 | 0.49 | 可比 | 1.8146 | 4.5939 | DISCLOSURE | FY24 WUE：券商摘录 0.30；行业来源报 fleet-wide 0.49
容量 1000 MW | 模型-D-HA | WUE_L_per_kWh | 2.2096 | 阿里巴巴 | 2025 | 1.144 | 1.8 | 可比 | 0.7376 | 0.5011 | DISCLOSURE | 2025 WUE 1.144 全站均值；蒸发冷却站点 1.8，风冷站点 0.329
容量 1000 MW | 模型-D-HA | WUE_L_per_kWh | 2.2096 | 百度 | 2024 | 1.61 | 1.61 | 可比 | 0.5996 | 0.3724 | DISCLOSURE | 2024 WUE
容量 1000 MW | 模型-D-HA | WUE_L_per_kWh | 2.2096 | Equinix | 2024 | 0.95 | 1.55 | 可比 | 0.9596 | 0.7677 | DISCLOSURE | 2024 WUE 0.95 全站；蒸发冷却站点 1.55
容量 1000 MW | 模型-D-HA | WUE_L_per_kWh | 2.2096 | 行业基准-无水冷却 | 2025 | 0 | 0 | 在区间外 | 2.2096 |  | INDUSTRY | 风冷/自然冷却：蒸发量为零时 WUE = 0
容量 1000 MW | 模型-D-HA | WUE_L_per_kWh | 2.2096 | 行业基准-领先超大规模 | 2025 | 0.2 | 0.5 | 在区间外 | 1.7096 | 4.8845 | INDUSTRY | 领先超大规模运营商区间
容量 1000 MW | 模型-D-HA | WUE_L_per_kWh | 2.2096 | 行业基准-平均托管型 | 2025 | 1 | 1.8 | 在区间外 | 0.4096 | 0.2926 | INDUSTRY | 一般 colocation 设施区间
容量 1000 MW | 模型-D-HA | WUE_L_per_kWh | 2.2096 | 行业基准-老旧低效 | 2025 | 2 | 4 | 在区间内 | 0 | 0 | INDUSTRY | 老旧或低效设施区间
容量 1000 MW | 模型-D-HA | WUE_L_per_kWh | 2.2096 | 行业基准-蒸发冷却消耗率 | 2025 | 1.8 | 4 | 在区间内 | 0 | 0 | INDUSTRY | 蒸发冷却的出现实消耗率（依气候与系统效率）
容量 1250 MW | 模型-D-HA | WUE_L_per_kWh | 2.2094 | Google | 2024 | 1.2 | 1.2 | 可比 | 1.0094 | 0.8412 | DISCLOSURE | FY24 WUE 1.2 L/kWh；转述自券商研究报告摘录
容量 1250 MW | 模型-D-HA | WUE_L_per_kWh | 2.2094 | Google | 2024 | 0.64 | 0.64 | 可比 | 1.5694 | 2.4522 | DISCLOSURE | 同一年另一来源报 fleet-wide 0.64 L/kWh——口径差异示例
容量 1250 MW | 模型-D-HA | WUE_L_per_kWh | 2.2094 | Meta | 2024 | 0.2 | 0.2 | 可比 | 2.0094 | 10.047 | DISCLOSURE | FY24 WUE；券商摘录
容量 1250 MW | 模型-D-HA | WUE_L_per_kWh | 2.2094 | Meta | 2024 | 0.26 | 0.26 | 可比 | 1.9494 | 7.4977 | INDUSTRY | 行业来源报 fleet-wide 0.26 L/kWh（2024，空气侧自然冷却占比高）
容量 1250 MW | 模型-D-HA | WUE_L_per_kWh | 2.2094 | Amazon/AWS | 2023 | 0.18 | 0.18 | 可比 | 2.0294 | 11.2744 | DISCLOSURE | 2023 WUE；券商摘录
容量 1250 MW | 模型-D-HA | WUE_L_per_kWh | 2.2094 | Microsoft | 2024 | 0.3 | 0.49 | 可比 | 1.8144 | 4.5934 | DISCLOSURE | FY24 WUE：券商摘录 0.30；行业来源报 fleet-wide 0.49
容量 1250 MW | 模型-D-HA | WUE_L_per_kWh | 2.2094 | 阿里巴巴 | 2025 | 1.144 | 1.8 | 可比 | 0.7374 | 0.5009 | DISCLOSURE | 2025 WUE 1.144 全站均值；蒸发冷却站点 1.8，风冷站点 0.329
容量 1250 MW | 模型-D-HA | WUE_L_per_kWh | 2.2094 | 百度 | 2024 | 1.61 | 1.61 | 可比 | 0.5994 | 0.3723 | DISCLOSURE | 2024 WUE
容量 1250 MW | 模型-D-HA | WUE_L_per_kWh | 2.2094 | Equinix | 2024 | 0.95 | 1.55 | 可比 | 0.9594 | 0.7675 | DISCLOSURE | 2024 WUE 0.95 全站；蒸发冷却站点 1.55
容量 1250 MW | 模型-D-HA | WUE_L_per_kWh | 2.2094 | 行业基准-无水冷却 | 2025 | 0 | 0 | 在区间外 | 2.2094 |  | INDUSTRY | 风冷/自然冷却：蒸发量为零时 WUE = 0
容量 1250 MW | 模型-D-HA | WUE_L_per_kWh | 2.2094 | 行业基准-领先超大规模 | 2025 | 0.2 | 0.5 | 在区间外 | 1.7094 | 4.884 | INDUSTRY | 领先超大规模运营商区间
容量 1250 MW | 模型-D-HA | WUE_L_per_kWh | 2.2094 | 行业基准-平均托管型 | 2025 | 1 | 1.8 | 在区间外 | 0.4094 | 0.2924 | INDUSTRY | 一般 colocation 设施区间
容量 1250 MW | 模型-D-HA | WUE_L_per_kWh | 2.2094 | 行业基准-老旧低效 | 2025 | 2 | 4 | 在区间内 | 0 | 0 | INDUSTRY | 老旧或低效设施区间
容量 1250 MW | 模型-D-HA | WUE_L_per_kWh | 2.2094 | 行业基准-蒸发冷却消耗率 | 2025 | 1.8 | 4 | 在区间内 | 0 | 0 | INDUSTRY | 蒸发冷却的出现实消耗率（依气候与系统效率）
容量 1500 MW | 模型-D-HA | WUE_L_per_kWh | 2.2093 | Google | 2024 | 1.2 | 1.2 | 可比 | 1.0093 | 0.8411 | DISCLOSURE | FY24 WUE 1.2 L/kWh；转述自券商研究报告摘录
容量 1500 MW | 模型-D-HA | WUE_L_per_kWh | 2.2093 | Google | 2024 | 0.64 | 0.64 | 可比 | 1.5693 | 2.452 | DISCLOSURE | 同一年另一来源报 fleet-wide 0.64 L/kWh——口径差异示例
容量 1500 MW | 模型-D-HA | WUE_L_per_kWh | 2.2093 | Meta | 2024 | 0.2 | 0.2 | 可比 | 2.0093 | 10.0463 | DISCLOSURE | FY24 WUE；券商摘录
容量 1500 MW | 模型-D-HA | WUE_L_per_kWh | 2.2093 | Meta | 2024 | 0.26 | 0.26 | 可比 | 1.9493 | 7.4972 | INDUSTRY | 行业来源报 fleet-wide 0.26 L/kWh（2024，空气侧自然冷却占比高）
容量 1500 MW | 模型-D-HA | WUE_L_per_kWh | 2.2093 | Amazon/AWS | 2023 | 0.18 | 0.18 | 可比 | 2.0293 | 11.2737 | DISCLOSURE | 2023 WUE；券商摘录
容量 1500 MW | 模型-D-HA | WUE_L_per_kWh | 2.2093 | Microsoft | 2024 | 0.3 | 0.49 | 可比 | 1.8143 | 4.5931 | DISCLOSURE | FY24 WUE：券商摘录 0.30；行业来源报 fleet-wide 0.49
容量 1500 MW | 模型-D-HA | WUE_L_per_kWh | 2.2093 | 阿里巴巴 | 2025 | 1.144 | 1.8 | 可比 | 0.7373 | 0.5009 | DISCLOSURE | 2025 WUE 1.144 全站均值；蒸发冷却站点 1.8，风冷站点 0.329
容量 1500 MW | 模型-D-HA | WUE_L_per_kWh | 2.2093 | 百度 | 2024 | 1.61 | 1.61 | 可比 | 0.5993 | 0.3722 | DISCLOSURE | 2024 WUE
容量 1500 MW | 模型-D-HA | WUE_L_per_kWh | 2.2093 | Equinix | 2024 | 0.95 | 1.55 | 可比 | 0.9593 | 0.7674 | DISCLOSURE | 2024 WUE 0.95 全站；蒸发冷却站点 1.55
容量 1500 MW | 模型-D-HA | WUE_L_per_kWh | 2.2093 | 行业基准-无水冷却 | 2025 | 0 | 0 | 在区间外 | 2.2093 |  | INDUSTRY | 风冷/自然冷却：蒸发量为零时 WUE = 0
容量 1500 MW | 模型-D-HA | WUE_L_per_kWh | 2.2093 | 行业基准-领先超大规模 | 2025 | 0.2 | 0.5 | 在区间外 | 1.7093 | 4.8836 | INDUSTRY | 领先超大规模运营商区间
容量 1500 MW | 模型-D-HA | WUE_L_per_kWh | 2.2093 | 行业基准-平均托管型 | 2025 | 1 | 1.8 | 在区间外 | 0.4093 | 0.2923 | INDUSTRY | 一般 colocation 设施区间
容量 1500 MW | 模型-D-HA | WUE_L_per_kWh | 2.2093 | 行业基准-老旧低效 | 2025 | 2 | 4 | 在区间内 | 0 | 0 | INDUSTRY | 老旧或低效设施区间
容量 1500 MW | 模型-D-HA | WUE_L_per_kWh | 2.2093 | 行业基准-蒸发冷却消耗率 | 2025 | 1.8 | 4 | 在区间内 | 0 | 0 | INDUSTRY | 蒸发冷却的出现实消耗率（依气候与系统效率）
容量 1750 MW | 模型-D-HA | WUE_L_per_kWh | 2.2092 | Google | 2024 | 1.2 | 1.2 | 可比 | 1.0092 | 0.841 | DISCLOSURE | FY24 WUE 1.2 L/kWh；转述自券商研究报告摘录
容量 1750 MW | 模型-D-HA | WUE_L_per_kWh | 2.2092 | Google | 2024 | 0.64 | 0.64 | 可比 | 1.5692 | 2.4518 | DISCLOSURE | 同一年另一来源报 fleet-wide 0.64 L/kWh——口径差异示例
容量 1750 MW | 模型-D-HA | WUE_L_per_kWh | 2.2092 | Meta | 2024 | 0.2 | 0.2 | 可比 | 2.0092 | 10.0459 | DISCLOSURE | FY24 WUE；券商摘录
容量 1750 MW | 模型-D-HA | WUE_L_per_kWh | 2.2092 | Meta | 2024 | 0.26 | 0.26 | 可比 | 1.9492 | 7.4969 | INDUSTRY | 行业来源报 fleet-wide 0.26 L/kWh（2024，空气侧自然冷却占比高）
容量 1750 MW | 模型-D-HA | WUE_L_per_kWh | 2.2092 | Amazon/AWS | 2023 | 0.18 | 0.18 | 可比 | 2.0292 | 11.2732 | DISCLOSURE | 2023 WUE；券商摘录
容量 1750 MW | 模型-D-HA | WUE_L_per_kWh | 2.2092 | Microsoft | 2024 | 0.3 | 0.49 | 可比 | 1.8142 | 4.5929 | DISCLOSURE | FY24 WUE：券商摘录 0.30；行业来源报 fleet-wide 0.49
容量 1750 MW | 模型-D-HA | WUE_L_per_kWh | 2.2092 | 阿里巴巴 | 2025 | 1.144 | 1.8 | 可比 | 0.7372 | 0.5008 | DISCLOSURE | 2025 WUE 1.144 全站均值；蒸发冷却站点 1.8，风冷站点 0.329
容量 1750 MW | 模型-D-HA | WUE_L_per_kWh | 2.2092 | 百度 | 2024 | 1.61 | 1.61 | 可比 | 0.5992 | 0.3722 | DISCLOSURE | 2024 WUE
容量 1750 MW | 模型-D-HA | WUE_L_per_kWh | 2.2092 | Equinix | 2024 | 0.95 | 1.55 | 可比 | 0.9592 | 0.7673 | DISCLOSURE | 2024 WUE 0.95 全站；蒸发冷却站点 1.55
容量 1750 MW | 模型-D-HA | WUE_L_per_kWh | 2.2092 | 行业基准-无水冷却 | 2025 | 0 | 0 | 在区间外 | 2.2092 |  | INDUSTRY | 风冷/自然冷却：蒸发量为零时 WUE = 0
容量 1750 MW | 模型-D-HA | WUE_L_per_kWh | 2.2092 | 行业基准-领先超大规模 | 2025 | 0.2 | 0.5 | 在区间外 | 1.7092 | 4.8834 | INDUSTRY | 领先超大规模运营商区间
容量 1750 MW | 模型-D-HA | WUE_L_per_kWh | 2.2092 | 行业基准-平均托管型 | 2025 | 1 | 1.8 | 在区间外 | 0.4092 | 0.2923 | INDUSTRY | 一般 colocation 设施区间
容量 1750 MW | 模型-D-HA | WUE_L_per_kWh | 2.2092 | 行业基准-老旧低效 | 2025 | 2 | 4 | 在区间内 | 0 | 0 | INDUSTRY | 老旧或低效设施区间
容量 1750 MW | 模型-D-HA | WUE_L_per_kWh | 2.2092 | 行业基准-蒸发冷却消耗率 | 2025 | 1.8 | 4 | 在区间内 | 0 | 0 | INDUSTRY | 蒸发冷却的出现实消耗率（依气候与系统效率）
容量 2000 MW | 模型-D-HA | WUE_L_per_kWh | 2.2091 | Google | 2024 | 1.2 | 1.2 | 可比 | 1.0091 | 0.8409 | DISCLOSURE | FY24 WUE 1.2 L/kWh；转述自券商研究报告摘录
容量 2000 MW | 模型-D-HA | WUE_L_per_kWh | 2.2091 | Google | 2024 | 0.64 | 0.64 | 可比 | 1.5691 | 2.4517 | DISCLOSURE | 同一年另一来源报 fleet-wide 0.64 L/kWh——口径差异示例
容量 2000 MW | 模型-D-HA | WUE_L_per_kWh | 2.2091 | Meta | 2024 | 0.2 | 0.2 | 可比 | 2.0091 | 10.0456 | DISCLOSURE | FY24 WUE；券商摘录
容量 2000 MW | 模型-D-HA | WUE_L_per_kWh | 2.2091 | Meta | 2024 | 0.26 | 0.26 | 可比 | 1.9491 | 7.4966 | INDUSTRY | 行业来源报 fleet-wide 0.26 L/kWh（2024，空气侧自然冷却占比高）
容量 2000 MW | 模型-D-HA | WUE_L_per_kWh | 2.2091 | Amazon/AWS | 2023 | 0.18 | 0.18 | 可比 | 2.0291 | 11.2729 | DISCLOSURE | 2023 WUE；券商摘录
容量 2000 MW | 模型-D-HA | WUE_L_per_kWh | 2.2091 | Microsoft | 2024 | 0.3 | 0.49 | 可比 | 1.8141 | 4.5927 | DISCLOSURE | FY24 WUE：券商摘录 0.30；行业来源报 fleet-wide 0.49
容量 2000 MW | 模型-D-HA | WUE_L_per_kWh | 2.2091 | 阿里巴巴 | 2025 | 1.144 | 1.8 | 可比 | 0.7371 | 0.5008 | DISCLOSURE | 2025 WUE 1.144 全站均值；蒸发冷却站点 1.8，风冷站点 0.329
容量 2000 MW | 模型-D-HA | WUE_L_per_kWh | 2.2091 | 百度 | 2024 | 1.61 | 1.61 | 可比 | 0.5991 | 0.3721 | DISCLOSURE | 2024 WUE
容量 2000 MW | 模型-D-HA | WUE_L_per_kWh | 2.2091 | Equinix | 2024 | 0.95 | 1.55 | 可比 | 0.9591 | 0.7673 | DISCLOSURE | 2024 WUE 0.95 全站；蒸发冷却站点 1.55
容量 2000 MW | 模型-D-HA | WUE_L_per_kWh | 2.2091 | 行业基准-无水冷却 | 2025 | 0 | 0 | 在区间外 | 2.2091 |  | INDUSTRY | 风冷/自然冷却：蒸发量为零时 WUE = 0
容量 2000 MW | 模型-D-HA | WUE_L_per_kWh | 2.2091 | 行业基准-领先超大规模 | 2025 | 0.2 | 0.5 | 在区间外 | 1.7091 | 4.8832 | INDUSTRY | 领先超大规模运营商区间
容量 2000 MW | 模型-D-HA | WUE_L_per_kWh | 2.2091 | 行业基准-平均托管型 | 2025 | 1 | 1.8 | 在区间外 | 0.4091 | 0.2922 | INDUSTRY | 一般 colocation 设施区间
容量 2000 MW | 模型-D-HA | WUE_L_per_kWh | 2.2091 | 行业基准-老旧低效 | 2025 | 2 | 4 | 在区间内 | 0 | 0 | INDUSTRY | 老旧或低效设施区间
容量 2000 MW | 模型-D-HA | WUE_L_per_kWh | 2.2091 | 行业基准-蒸发冷却消耗率 | 2025 | 1.8 | 4 | 在区间内 | 0 | 0 | INDUSTRY | 蒸发冷却的出现实消耗率（依气候与系统效率）

## 11_文献对标_literature_benchmark_so
主体 | 年份 | 指标 | 值_低 | 值_高 | 来源性质 | 来源说明 | 备注
Google | 2024 | PUE | 1.09 | 1.09 | DISCLOSURE | FY24 PUE；转述自券商研究报告摘录（高盛 Exhibit 9） | 待回溯至 Google 可持续发展报告
Google | 2024 | WUE_L_per_kWh | 1.2 | 1.2 | DISCLOSURE | FY24 WUE 1.2 L/kWh；转述自券商研究报告摘录 | 待回溯
Google | 2024 | WUE_L_per_kWh | 0.64 | 0.64 | DISCLOSURE | 同一年另一来源报 fleet-wide 0.64 L/kWh——口径差异示例 | 与上一行同一公司同一年相差近 1 倍，说明 WUE 口径不统一
Meta | 2024 | PUE | 1.07 | 1.07 | DISCLOSURE | FY24 PUE；券商摘录 | 待回溯
Meta | 2024 | WUE_L_per_kWh | 0.2 | 0.2 | DISCLOSURE | FY24 WUE；券商摘录 | 待回溯
Meta | 2024 | WUE_L_per_kWh | 0.26 | 0.26 | INDUSTRY | 行业来源报 fleet-wide 0.26 L/kWh（2024，空气侧自然冷却占比高） | 同一年不同来源小差异
Amazon/AWS | 2024 | PUE | 1.14 | 1.14 | DISCLOSURE | FY24 PUE；券商摘录 | 待回溯
Amazon/AWS | 2023 | WUE_L_per_kWh | 0.18 | 0.18 | DISCLOSURE | 2023 WUE；券商摘录 | 待回溯
Microsoft | 2024 | PUE | 1.16 | 1.18 | DISCLOSURE | FY24 PUE；两来源分别给 1.16 / 1.18 | 待回溯
Microsoft | 2024 | WUE_L_per_kWh | 0.3 | 0.49 | DISCLOSURE | FY24 WUE：券商摘录 0.30；行业来源报 fleet-wide 0.49 | 口径差异示例
腾讯 | 2024 | PUE | 1.269 | 1.269 | DISCLOSURE | 2024 PUE；券商摘录表 | 待回溯至腾讯 ESG 报告
阿里巴巴 | 2025 | PUE | 1.19 | 1.253 | DISCLOSURE | 2025 PUE 1.19（自建）/ 1.253（租赁 IDC） | 待回溯
阿里巴巴 | 2025 | WUE_L_per_kWh | 1.144 | 1.8 | DISCLOSURE | 2025 WUE 1.144 全站均值；蒸发冷却站点 1.8，风冷站点 0.329 | 该来源同时给出分技术值，最适合与本文技术对照比
百度 | 2024 | PUE | 1.2 | 1.2 | DISCLOSURE | 2024 PUE | 待回溯
百度 | 2024 | WUE_L_per_kWh | 1.61 | 1.61 | DISCLOSURE | 2024 WUE | 待回溯
Equinix | 2024 | PUE | 1.39 | 1.39 | DISCLOSURE | 2024 PUE（托管型） | 待回溯
Equinix | 2024 | WUE_L_per_kWh | 0.95 | 1.55 | DISCLOSURE | 2024 WUE 0.95 全站；蒸发冷却站点 1.55 | 待回溯
行业基准-无水冷却 | 2025 | WUE_L_per_kWh | 0 | 0 | INDUSTRY | 风冷/自然冷却：蒸发量为零时 WUE = 0 | 理论下界
行业基准-领先超大规模 | 2025 | WUE_L_per_kWh | 0.2 | 0.5 | INDUSTRY | 领先超大规模运营商区间 | 行业网站基准
行业基准-平均托管型 | 2025 | WUE_L_per_kWh | 1 | 1.8 | INDUSTRY | 一般 colocation 设施区间 | 行业网站基准
行业基准-老旧低效 | 2025 | WUE_L_per_kWh | 2 | 4 | INDUSTRY | 老旧或低效设施区间 | 行业网站基准
行业基准-蒸发冷却消耗率 | 2025 | WUE_L_per_kWh | 1.8 | 4 | INDUSTRY | 蒸发冷却的出现实消耗率（依气候与系统效率） | 行业网站基准

## 11_文献对标_literature_benchmark_mo
来源 | 对象 | 指标 | 值 | 附-Pue
模型-D-HA | dry | WUE_L_per_kWh | 0 | 1.3557
模型-D-HA | dry_first | WUE_L_per_kWh | 0.43401 | 1.3287
模型-D-HA | efficient_evaporative | WUE_L_per_kWh | 2.1219 | 1.1338
模型-D-HA | evaporative | WUE_L_per_kWh | 2.2099 | 1.1805
模型-D-HA | hybrid | WUE_L_per_kWh | 0.65677 | 1.2443
模型-D-HA | liquid_to_air | WUE_L_per_kWh | 0 | 1.2546
模型-D-HA | liquid_to_water | WUE_L_per_kWh | 1.9169 | 1.1373
模型-D-CO | dry | WUE_L_per_kWh | 0 | 1.2976
模型-D-CO | dry_first | WUE_L_per_kWh | 0.019785 | 1.2795
模型-D-CO | efficient_evaporative | WUE_L_per_kWh | 1.9745 | 1.1226
模型-D-CO | evaporative | WUE_L_per_kWh | 2.105 | 1.1671
模型-D-CO | hybrid | WUE_L_per_kWh | 0.14475 | 1.2197
模型-D-CO | liquid_to_air | WUE_L_per_kWh | 0 | 1.2233
模型-D-CO | liquid_to_water | WUE_L_per_kWh | 1.7765 | 1.1216
模型-D-CO | 容量 0 MW | WUE_L_per_kWh |  | 1.1671
模型-D-CO | 容量 250 MW | WUE_L_per_kWh | 2.1074 | 1.1671
模型-D-CO | 容量 500 MW | WUE_L_per_kWh | 2.1056 | 1.1671
模型-D-CO | 容量 750 MW | WUE_L_per_kWh | 2.105 | 1.1671
模型-D-CO | 容量 1000 MW | WUE_L_per_kWh | 2.1047 | 1.1671
模型-D-CO | 容量 1250 MW | WUE_L_per_kWh | 2.1045 | 1.1671
模型-D-CO | 容量 1500 MW | WUE_L_per_kWh | 2.1044 | 1.1671
模型-D-CO | 容量 1750 MW | WUE_L_per_kWh | 2.1043 | 1.1671
模型-D-CO | 容量 2000 MW | WUE_L_per_kWh | 2.1042 | 1.1671
模型-D-HA | 容量 0 MW | WUE_L_per_kWh |  | 1.1805
模型-D-HA | 容量 250 MW | WUE_L_per_kWh | 2.2123 | 1.1805
模型-D-HA | 容量 500 MW | WUE_L_per_kWh | 2.2105 | 1.1805
模型-D-HA | 容量 750 MW | WUE_L_per_kWh | 2.2099 | 1.1805
模型-D-HA | 容量 1000 MW | WUE_L_per_kWh | 2.2096 | 1.1805
模型-D-HA | 容量 1250 MW | WUE_L_per_kWh | 2.2094 | 1.1805
模型-D-HA | 容量 1500 MW | WUE_L_per_kWh | 2.2093 | 1.1805
模型-D-HA | 容量 1750 MW | WUE_L_per_kWh | 2.2092 | 1.1805
模型-D-HA | 容量 2000 MW | WUE_L_per_kWh | 2.2091 | 1.1805

## 11_文献对标_literature_benchmark_ci
模型来源 | 指标 | 模型口径 | 模型值 | 对标主体 | 对标年份 | 对标区间低 | 对标区间高 | 判定 | 偏差 | 对标来源性质 | 对标来源说明 | 口径与风险备注 | 模型口径备注
模型-D-HA | 综合漏损率_pct | 配水干管(DM1) | 12 | CJJ92-2016 评定标准 一级 | 2018 | 10 | 10 | 超标（>限值） | 2 | OFFICIAL | 《城镇供水管网漏损控制及评定标准》CJJ 92-2016（住建部 2018-12-27 局部修订）5.1.2：漏损率应按两级评定，一级为 10%、二级为 12% | 2018 局部修订已废止原修正条款，评定标准即 10/12 两档；转引自四川省发改委答复(2022-10-31)与国标电子书库原文 | 仅配水干管一段的漏损，对应 CJJ92 管网漏损的直接含义
模型-D-HA | 综合漏损率_pct | 配水干管(DM1) | 12 | CJJ92-2016 评定标准 二级 | 2018 | 12 | 12 | 达标（≤限值） | 0 | OFFICIAL | 同上，二级为 12% | 同上 | 仅配水干管一段的漏损，对应 CJJ92 管网漏损的直接含义
模型-D-HA | 综合漏损率_pct | 配水干管(DM1) | 12 | 全国实际水平(2023 年鉴口径) | 2023 | 12.76 | 12.76 | 低于参考 | -0.76 | GREY | 《2023 年城乡建设统计年鉴》：城市供水总量约 650.61 亿 m³、漏损水量约 82.99 亿 m³，漏损率约 12.76% | 转引自期刊论文《基于卷积神经网络支持向量机的城市供水管网漏损检测》；正式引用前必须回溯年鉴原文核对 | 仅配水干管一段的漏损，对应 CJJ92 管网漏损的直接含义
模型-D-HA | 综合漏损率_pct | 配水干管(DM1) | 12 | 政策目标 2025 | 2022 | 9 | 9 | 超标（>限值） | 3 | OFFICIAL | 住建部、发改委《关于加强公共供水管网漏损控制的通知》：到 2025 年全国城市公共供水管网漏损率力争控制在 9% 以内 | 文件名在两处转述中不一致（另一处记作《关于进一步加强水资源节约集约利用的意见》2023-09），9% 目标本身两来源一致；文件名待核定 | 仅配水干管一段的漏损，对应 CJJ92 管网漏损的直接含义
模型-D-HA | 综合漏损率_pct | 输配全链(SC1+TM1+DM1 串联) | 13.32 | CJJ92-2016 评定标准 一级 | 2018 | 10 | 10 | 超标（>限值） | 3.32 | OFFICIAL | 《城镇供水管网漏损控制及评定标准》CJJ 92-2016（住建部 2018-12-27 局部修订）5.1.2：漏损率应按两级评定，一级为 10%、二级为 12% | 2018 局部修订已废止原修正条款，评定标准即 10/12 两档；转引自四川省发改委答复(2022-10-31)与国标电子书库原文 | 从水源到用户的全程漏损，口径最宽
模型-D-HA | 综合漏损率_pct | 输配全链(SC1+TM1+DM1 串联) | 13.32 | CJJ92-2016 评定标准 二级 | 2018 | 12 | 12 | 超标（>限值） | 1.32 | OFFICIAL | 同上，二级为 12% | 同上 | 从水源到用户的全程漏损，口径最宽
模型-D-HA | 综合漏损率_pct | 输配全链(SC1+TM1+DM1 串联) | 13.32 | 全国实际水平(2023 年鉴口径) | 2023 | 12.76 | 12.76 | 高于参考 | 0.56 | GREY | 《2023 年城乡建设统计年鉴》：城市供水总量约 650.61 亿 m³、漏损水量约 82.99 亿 m³，漏损率约 12.76% | 转引自期刊论文《基于卷积神经网络支持向量机的城市供水管网漏损检测》；正式引用前必须回溯年鉴原文核对 | 从水源到用户的全程漏损，口径最宽
模型-D-HA | 综合漏损率_pct | 输配全链(SC1+TM1+DM1 串联) | 13.32 | 政策目标 2025 | 2022 | 9 | 9 | 超标（>限值） | 4.32 | OFFICIAL | 住建部、发改委《关于加强公共供水管网漏损控制的通知》：到 2025 年全国城市公共供水管网漏损率力争控制在 9% 以内 | 文件名在两处转述中不一致（另一处记作《关于进一步加强水资源节约集约利用的意见》2023-09），9% 目标本身两来源一致；文件名待核定 | 从水源到用户的全程漏损，口径最宽
模型-D-HA | 综合漏损率_pct | 系统口径(漏损/(漏损+供水)) | 11.81 | CJJ92-2016 评定标准 一级 | 2018 | 10 | 10 | 超标（>限值） | 1.81 | OFFICIAL | 《城镇供水管网漏损控制及评定标准》CJJ 92-2016（住建部 2018-12-27 局部修订）5.1.2：漏损率应按两级评定，一级为 10%、二级为 12% | 2018 局部修订已废止原修正条款，评定标准即 10/12 两档；转引自四川省发改委答复(2022-10-31)与国标电子书库原文 | 与年鉴口径(漏损水量/供水总量)最接近
模型-D-HA | 综合漏损率_pct | 系统口径(漏损/(漏损+供水)) | 11.81 | CJJ92-2016 评定标准 二级 | 2018 | 12 | 12 | 达标（≤限值） | -0.19 | OFFICIAL | 同上，二级为 12% | 同上 | 与年鉴口径(漏损水量/供水总量)最接近
模型-D-HA | 综合漏损率_pct | 系统口径(漏损/(漏损+供水)) | 11.81 | 全国实际水平(2023 年鉴口径) | 2023 | 12.76 | 12.76 | 低于参考 | -0.95 | GREY | 《2023 年城乡建设统计年鉴》：城市供水总量约 650.61 亿 m³、漏损水量约 82.99 亿 m³，漏损率约 12.76% | 转引自期刊论文《基于卷积神经网络支持向量机的城市供水管网漏损检测》；正式引用前必须回溯年鉴原文核对 | 与年鉴口径(漏损水量/供水总量)最接近
模型-D-HA | 综合漏损率_pct | 系统口径(漏损/(漏损+供水)) | 11.81 | 政策目标 2025 | 2022 | 9 | 9 | 超标（>限值） | 2.81 | OFFICIAL | 住建部、发改委《关于加强公共供水管网漏损控制的通知》：到 2025 年全国城市公共供水管网漏损率力争控制在 9% 以内 | 文件名在两处转述中不一致（另一处记作《关于进一步加强水资源节约集约利用的意见》2023-09），9% 目标本身两来源一致；文件名待核定 | 与年鉴口径(漏损水量/供水总量)最接近
模型-D-HA | 人均综合生活用水_L_per_cap_d | 居民生活(domestic) 平均日 | 163.53 | GB50013-2018 平均日 Ⅱ型大城市 一区 | 2018 | 140 | 300 | 在区间内 | 0 | OFFICIAL | GB 50013-2018 表 4.0.3-4 平均日综合生活用水定额：Ⅱ型大城市 一区 140~300 | 与模型输出的日均口径一致 | 仅居民生活，不含公共建筑，应低于 GB50013 综合生活定额
模型-D-HA | 人均综合生活用水_L_per_cap_d | 居民生活(domestic) 平均日 | 163.53 | GB50013-2018 平均日 Ⅱ型大城市 二区 | 2018 | 90 | 170 | 在区间内 | 0 | OFFICIAL | GB 50013-2018 表 4.0.3-4：Ⅱ型大城市 二区 90~170 | 同上 | 仅居民生活，不含公共建筑，应低于 GB50013 综合生活定额
模型-D-HA | 人均综合生活用水_L_per_cap_d | 居民生活(domestic) 最高日 | 185.72 | GB50013-2018 最高日 Ⅱ型大城市 一区 | 2018 | 220 | 400 | 在区间外 | 34.28 | OFFICIAL | 《室外给水设计标准》GB 50013-2018 表 4.0.3-3 最高日综合生活用水定额 [L/(人·d)]：Ⅱ型大城市 一区 220~400 | Ⅱ型大城市 = 城区常住人口 100 万以上 300 万以下；模型人口 100 万，取下界 | 730 天内单日最大值，对应 GB50013 最高日定额
模型-D-HA | 人均综合生活用水_L_per_cap_d | 居民生活(domestic) 最高日 | 185.72 | GB50013-2018 最高日 Ⅱ型大城市 二区 | 2018 | 150 | 260 | 在区间内 | 0 | OFFICIAL | GB 50013-2018 表 4.0.3-3：Ⅱ型大城市 二区 150~260 | 二区含北京、天津、河北、山东、河南、陕西等；模型未声明分区 | 730 天内单日最大值，对应 GB50013 最高日定额
模型-D-HA | 人均综合生活用水_L_per_cap_d | 居民生活+市政杂用(综合生活代理) 平均日 | 183.23 | GB50013-2018 平均日 Ⅱ型大城市 一区 | 2018 | 140 | 300 | 在区间内 | 0 | OFFICIAL | GB 50013-2018 表 4.0.3-4 平均日综合生活用水定额：Ⅱ型大城市 一区 140~300 | 与模型输出的日均口径一致 | 用作 GB50013『综合生活』的代理口径
模型-D-HA | 人均综合生活用水_L_per_cap_d | 居民生活+市政杂用(综合生活代理) 平均日 | 183.23 | GB50013-2018 平均日 Ⅱ型大城市 二区 | 2018 | 90 | 170 | 在区间外 | 13.23 | OFFICIAL | GB 50013-2018 表 4.0.3-4：Ⅱ型大城市 二区 90~170 | 同上 | 用作 GB50013『综合生活』的代理口径
模型-D-HA | 人均综合生活用水_L_per_cap_d | 居民生活+市政杂用(综合生活代理) 最高日 | 209.91 | GB50013-2018 最高日 Ⅱ型大城市 一区 | 2018 | 220 | 400 | 在区间外 | 10.09 | OFFICIAL | 《室外给水设计标准》GB 50013-2018 表 4.0.3-3 最高日综合生活用水定额 [L/(人·d)]：Ⅱ型大城市 一区 220~400 | Ⅱ型大城市 = 城区常住人口 100 万以上 300 万以下；模型人口 100 万，取下界 | 同上，最高日
模型-D-HA | 人均综合生活用水_L_per_cap_d | 居民生活+市政杂用(综合生活代理) 最高日 | 209.91 | GB50013-2018 最高日 Ⅱ型大城市 二区 | 2018 | 150 | 260 | 在区间内 | 0 | OFFICIAL | GB 50013-2018 表 4.0.3-3：Ⅱ型大城市 二区 150~260 | 二区含北京、天津、河北、山东、河南、陕西等；模型未声明分区 | 同上，最高日
模型-D-HA | 再生水利用率_pct | 政策口径(再生水/污水处理量) | 16.04 | 十四五目标 地级及以上缺水城市 | 2021 | 25 | 25 | 未达标（<目标） | -8.96 | OFFICIAL | 《十四五城镇污水处理及资源化利用发展规划》(发改环资〔2021〕827 号)：到 2025 年全国地级及以上缺水城市再生水利用率达到 25% 以上 | 口径 = 再生水利用量 / 污水处理量；与模型的『再生水替代率』分母不同，见口径警示表 | 分母为污水处理量，与发改环资〔2021〕827号一致
模型-D-HA | 再生水利用率_pct | 政策口径(再生水/污水处理量) | 16.04 | 十四五基准年水平 | 2021 | 20 | 20 | 低于参考 | -3.96 | OFFICIAL | 国家发改委《十四五规划纲要》章节指标解读：我国地级及以上缺水城市污水资源化利用率为 20% 左右 | 2020 前后水平，用于判断模型值是否合理 | 分母为污水处理量，与发改环资〔2021〕827号一致
模型-D-HA | 再生水利用率_pct | 政策口径(再生水/污水处理量) | 16.04 | 京津冀目标 | 2021 | 35 | 35 | 未达标（<目标） | -18.96 | OFFICIAL | 发改环资〔2021〕827 号：京津冀地区达到 35% 以上 | 缺水程度更高的分区目标 | 分母为污水处理量，与发改环资〔2021〕827号一致
模型-D-HA | 再生水利用率_pct | 模型口径(再生水/总供水量) | 12.94 | 十四五目标 地级及以上缺水城市 | 2021 | 25 | 25 | 未达标（<目标） | -12.06 | OFFICIAL | 《十四五城镇污水处理及资源化利用发展规划》(发改环资〔2021〕827 号)：到 2025 年全国地级及以上缺水城市再生水利用率达到 25% 以上 | 口径 = 再生水利用量 / 污水处理量；与模型的『再生水替代率』分母不同，见口径警示表 | 分母为总供水量，即模型约束中的『替代率』；与上者分母不同，不可互换
模型-D-HA | 再生水利用率_pct | 模型口径(再生水/总供水量) | 12.94 | 十四五基准年水平 | 2021 | 20 | 20 | 低于参考 | -7.06 | OFFICIAL | 国家发改委《十四五规划纲要》章节指标解读：我国地级及以上缺水城市污水资源化利用率为 20% 左右 | 2020 前后水平，用于判断模型值是否合理 | 分母为总供水量，即模型约束中的『替代率』；与上者分母不同，不可互换
模型-D-HA | 再生水利用率_pct | 模型口径(再生水/总供水量) | 12.94 | 京津冀目标 | 2021 | 35 | 35 | 未达标（<目标） | -22.06 | OFFICIAL | 发改环资〔2021〕827 号：京津冀地区达到 35% 以上 | 缺水程度更高的分区目标 | 分母为总供水量，即模型约束中的『替代率』；与上者分母不同，不可互换
模型-D-CO | 综合漏损率_pct | 配水干管(DM1) | 12 | CJJ92-2016 评定标准 一级 | 2018 | 10 | 10 | 超标（>限值） | 2 | OFFICIAL | 《城镇供水管网漏损控制及评定标准》CJJ 92-2016（住建部 2018-12-27 局部修订）5.1.2：漏损率应按两级评定，一级为 10%、二级为 12% | 2018 局部修订已废止原修正条款，评定标准即 10/12 两档；转引自四川省发改委答复(2022-10-31)与国标电子书库原文 | 仅配水干管一段的漏损，对应 CJJ92 管网漏损的直接含义
模型-D-CO | 综合漏损率_pct | 配水干管(DM1) | 12 | CJJ92-2016 评定标准 二级 | 2018 | 12 | 12 | 超标（>限值） | 0 | OFFICIAL | 同上，二级为 12% | 同上 | 仅配水干管一段的漏损，对应 CJJ92 管网漏损的直接含义
模型-D-CO | 综合漏损率_pct | 配水干管(DM1) | 12 | 全国实际水平(2023 年鉴口径) | 2023 | 12.76 | 12.76 | 低于参考 | -0.76 | GREY | 《2023 年城乡建设统计年鉴》：城市供水总量约 650.61 亿 m³、漏损水量约 82.99 亿 m³，漏损率约 12.76% | 转引自期刊论文《基于卷积神经网络支持向量机的城市供水管网漏损检测》；正式引用前必须回溯年鉴原文核对 | 仅配水干管一段的漏损，对应 CJJ92 管网漏损的直接含义
模型-D-CO | 综合漏损率_pct | 配水干管(DM1) | 12 | 政策目标 2025 | 2022 | 9 | 9 | 超标（>限值） | 3 | OFFICIAL | 住建部、发改委《关于加强公共供水管网漏损控制的通知》：到 2025 年全国城市公共供水管网漏损率力争控制在 9% 以内 | 文件名在两处转述中不一致（另一处记作《关于进一步加强水资源节约集约利用的意见》2023-09），9% 目标本身两来源一致；文件名待核定 | 仅配水干管一段的漏损，对应 CJJ92 管网漏损的直接含义
模型-D-CO | 综合漏损率_pct | 输配全链(SC1+TM1+DM1 串联) | 13.32 | CJJ92-2016 评定标准 一级 | 2018 | 10 | 10 | 超标（>限值） | 3.32 | OFFICIAL | 《城镇供水管网漏损控制及评定标准》CJJ 92-2016（住建部 2018-12-27 局部修订）5.1.2：漏损率应按两级评定，一级为 10%、二级为 12% | 2018 局部修订已废止原修正条款，评定标准即 10/12 两档；转引自四川省发改委答复(2022-10-31)与国标电子书库原文 | 从水源到用户的全程漏损，口径最宽
模型-D-CO | 综合漏损率_pct | 输配全链(SC1+TM1+DM1 串联) | 13.32 | CJJ92-2016 评定标准 二级 | 2018 | 12 | 12 | 超标（>限值） | 1.32 | OFFICIAL | 同上，二级为 12% | 同上 | 从水源到用户的全程漏损，口径最宽
模型-D-CO | 综合漏损率_pct | 输配全链(SC1+TM1+DM1 串联) | 13.32 | 全国实际水平(2023 年鉴口径) | 2023 | 12.76 | 12.76 | 高于参考 | 0.56 | GREY | 《2023 年城乡建设统计年鉴》：城市供水总量约 650.61 亿 m³、漏损水量约 82.99 亿 m³，漏损率约 12.76% | 转引自期刊论文《基于卷积神经网络支持向量机的城市供水管网漏损检测》；正式引用前必须回溯年鉴原文核对 | 从水源到用户的全程漏损，口径最宽
模型-D-CO | 综合漏损率_pct | 输配全链(SC1+TM1+DM1 串联) | 13.32 | 政策目标 2025 | 2022 | 9 | 9 | 超标（>限值） | 4.32 | OFFICIAL | 住建部、发改委《关于加强公共供水管网漏损控制的通知》：到 2025 年全国城市公共供水管网漏损率力争控制在 9% 以内 | 文件名在两处转述中不一致（另一处记作《关于进一步加强水资源节约集约利用的意见》2023-09），9% 目标本身两来源一致；文件名待核定 | 从水源到用户的全程漏损，口径最宽
模型-D-CO | 综合漏损率_pct | 系统口径(漏损/(漏损+供水)) | 11.9 | CJJ92-2016 评定标准 一级 | 2018 | 10 | 10 | 超标（>限值） | 1.9 | OFFICIAL | 《城镇供水管网漏损控制及评定标准》CJJ 92-2016（住建部 2018-12-27 局部修订）5.1.2：漏损率应按两级评定，一级为 10%、二级为 12% | 2018 局部修订已废止原修正条款，评定标准即 10/12 两档；转引自四川省发改委答复(2022-10-31)与国标电子书库原文 | 与年鉴口径(漏损水量/供水总量)最接近
模型-D-CO | 综合漏损率_pct | 系统口径(漏损/(漏损+供水)) | 11.9 | CJJ92-2016 评定标准 二级 | 2018 | 12 | 12 | 达标（≤限值） | -0.1 | OFFICIAL | 同上，二级为 12% | 同上 | 与年鉴口径(漏损水量/供水总量)最接近
模型-D-CO | 综合漏损率_pct | 系统口径(漏损/(漏损+供水)) | 11.9 | 全国实际水平(2023 年鉴口径) | 2023 | 12.76 | 12.76 | 低于参考 | -0.86 | GREY | 《2023 年城乡建设统计年鉴》：城市供水总量约 650.61 亿 m³、漏损水量约 82.99 亿 m³，漏损率约 12.76% | 转引自期刊论文《基于卷积神经网络支持向量机的城市供水管网漏损检测》；正式引用前必须回溯年鉴原文核对 | 与年鉴口径(漏损水量/供水总量)最接近
模型-D-CO | 综合漏损率_pct | 系统口径(漏损/(漏损+供水)) | 11.9 | 政策目标 2025 | 2022 | 9 | 9 | 超标（>限值） | 2.9 | OFFICIAL | 住建部、发改委《关于加强公共供水管网漏损控制的通知》：到 2025 年全国城市公共供水管网漏损率力争控制在 9% 以内 | 文件名在两处转述中不一致（另一处记作《关于进一步加强水资源节约集约利用的意见》2023-09），9% 目标本身两来源一致；文件名待核定 | 与年鉴口径(漏损水量/供水总量)最接近
模型-D-CO | 人均综合生活用水_L_per_cap_d | 居民生活(domestic) 平均日 | 159.1 | GB50013-2018 平均日 Ⅱ型大城市 一区 | 2018 | 140 | 300 | 在区间内 | 0 | OFFICIAL | GB 50013-2018 表 4.0.3-4 平均日综合生活用水定额：Ⅱ型大城市 一区 140~300 | 与模型输出的日均口径一致 | 仅居民生活，不含公共建筑，应低于 GB50013 综合生活定额
模型-D-CO | 人均综合生活用水_L_per_cap_d | 居民生活(domestic) 平均日 | 159.1 | GB50013-2018 平均日 Ⅱ型大城市 二区 | 2018 | 90 | 170 | 在区间内 | 0 | OFFICIAL | GB 50013-2018 表 4.0.3-4：Ⅱ型大城市 二区 90~170 | 同上 | 仅居民生活，不含公共建筑，应低于 GB50013 综合生活定额
模型-D-CO | 人均综合生活用水_L_per_cap_d | 居民生活(domestic) 最高日 | 178.91 | GB50013-2018 最高日 Ⅱ型大城市 一区 | 2018 | 220 | 400 | 在区间外 | 41.09 | OFFICIAL | 《室外给水设计标准》GB 50013-2018 表 4.0.3-3 最高日综合生活用水定额 [L/(人·d)]：Ⅱ型大城市 一区 220~400 | Ⅱ型大城市 = 城区常住人口 100 万以上 300 万以下；模型人口 100 万，取下界 | 730 天内单日最大值，对应 GB50013 最高日定额
模型-D-CO | 人均综合生活用水_L_per_cap_d | 居民生活(domestic) 最高日 | 178.91 | GB50013-2018 最高日 Ⅱ型大城市 二区 | 2018 | 150 | 260 | 在区间内 | 0 | OFFICIAL | GB 50013-2018 表 4.0.3-3：Ⅱ型大城市 二区 150~260 | 二区含北京、天津、河北、山东、河南、陕西等；模型未声明分区 | 730 天内单日最大值，对应 GB50013 最高日定额
模型-D-CO | 人均综合生活用水_L_per_cap_d | 居民生活+市政杂用(综合生活代理) 平均日 | 177.91 | GB50013-2018 平均日 Ⅱ型大城市 一区 | 2018 | 140 | 300 | 在区间内 | 0 | OFFICIAL | GB 50013-2018 表 4.0.3-4 平均日综合生活用水定额：Ⅱ型大城市 一区 140~300 | 与模型输出的日均口径一致 | 用作 GB50013『综合生活』的代理口径
模型-D-CO | 人均综合生活用水_L_per_cap_d | 居民生活+市政杂用(综合生活代理) 平均日 | 177.91 | GB50013-2018 平均日 Ⅱ型大城市 二区 | 2018 | 90 | 170 | 在区间外 | 7.91 | OFFICIAL | GB 50013-2018 表 4.0.3-4：Ⅱ型大城市 二区 90~170 | 同上 | 用作 GB50013『综合生活』的代理口径
模型-D-CO | 人均综合生活用水_L_per_cap_d | 居民生活+市政杂用(综合生活代理) 最高日 | 201.72 | GB50013-2018 最高日 Ⅱ型大城市 一区 | 2018 | 220 | 400 | 在区间外 | 18.28 | OFFICIAL | 《室外给水设计标准》GB 50013-2018 表 4.0.3-3 最高日综合生活用水定额 [L/(人·d)]：Ⅱ型大城市 一区 220~400 | Ⅱ型大城市 = 城区常住人口 100 万以上 300 万以下；模型人口 100 万，取下界 | 同上，最高日
模型-D-CO | 人均综合生活用水_L_per_cap_d | 居民生活+市政杂用(综合生活代理) 最高日 | 201.72 | GB50013-2018 最高日 Ⅱ型大城市 二区 | 2018 | 150 | 260 | 在区间内 | 0 | OFFICIAL | GB 50013-2018 表 4.0.3-3：Ⅱ型大城市 二区 150~260 | 二区含北京、天津、河北、山东、河南、陕西等；模型未声明分区 | 同上，最高日
模型-D-CO | 再生水利用率_pct | 政策口径(再生水/污水处理量) | 15.04 | 十四五目标 地级及以上缺水城市 | 2021 | 25 | 25 | 未达标（<目标） | -9.96 | OFFICIAL | 《十四五城镇污水处理及资源化利用发展规划》(发改环资〔2021〕827 号)：到 2025 年全国地级及以上缺水城市再生水利用率达到 25% 以上 | 口径 = 再生水利用量 / 污水处理量；与模型的『再生水替代率』分母不同，见口径警示表 | 分母为污水处理量，与发改环资〔2021〕827号一致
模型-D-CO | 再生水利用率_pct | 政策口径(再生水/污水处理量) | 15.04 | 十四五基准年水平 | 2021 | 20 | 20 | 低于参考 | -4.96 | OFFICIAL | 国家发改委《十四五规划纲要》章节指标解读：我国地级及以上缺水城市污水资源化利用率为 20% 左右 | 2020 前后水平，用于判断模型值是否合理 | 分母为污水处理量，与发改环资〔2021〕827号一致
模型-D-CO | 再生水利用率_pct | 政策口径(再生水/污水处理量) | 15.04 | 京津冀目标 | 2021 | 35 | 35 | 未达标（<目标） | -19.96 | OFFICIAL | 发改环资〔2021〕827 号：京津冀地区达到 35% 以上 | 缺水程度更高的分区目标 | 分母为污水处理量，与发改环资〔2021〕827号一致
模型-D-CO | 再生水利用率_pct | 模型口径(再生水/总供水量) | 12.19 | 十四五目标 地级及以上缺水城市 | 2021 | 25 | 25 | 未达标（<目标） | -12.81 | OFFICIAL | 《十四五城镇污水处理及资源化利用发展规划》(发改环资〔2021〕827 号)：到 2025 年全国地级及以上缺水城市再生水利用率达到 25% 以上 | 口径 = 再生水利用量 / 污水处理量；与模型的『再生水替代率』分母不同，见口径警示表 | 分母为总供水量，即模型约束中的『替代率』；与上者分母不同，不可互换
模型-D-CO | 再生水利用率_pct | 模型口径(再生水/总供水量) | 12.19 | 十四五基准年水平 | 2021 | 20 | 20 | 低于参考 | -7.81 | OFFICIAL | 国家发改委《十四五规划纲要》章节指标解读：我国地级及以上缺水城市污水资源化利用率为 20% 左右 | 2020 前后水平，用于判断模型值是否合理 | 分母为总供水量，即模型约束中的『替代率』；与上者分母不同，不可互换
模型-D-CO | 再生水利用率_pct | 模型口径(再生水/总供水量) | 12.19 | 京津冀目标 | 2021 | 35 | 35 | 未达标（<目标） | -22.81 | OFFICIAL | 发改环资〔2021〕827 号：京津冀地区达到 35% 以上 | 缺水程度更高的分区目标 | 分母为总供水量，即模型约束中的『替代率』；与上者分母不同，不可互换

## 11_文献对标_literature_benchmark_~2
指标 | 对标主体 | 值_低 | 值_高 | 来源性质 | 年份 | 来源说明 | 口径与风险备注 | 比较方式 | 对标口径
综合漏损率_pct | CJJ92-2016 评定标准 一级 | 10 | 10 | OFFICIAL | 2018 | 《城镇供水管网漏损控制及评定标准》CJJ 92-2016（住建部 2018-12-27 局部修订）5.1.2：漏损率应按两级评定，一级为 10%、二级为 12% | 2018 局部修订已废止原修正条款，评定标准即 10/12 两档；转引自四川省发改委答复(2022-10-31)与国标电子书库原文 | 上限 | 任意
综合漏损率_pct | CJJ92-2016 评定标准 二级 | 12 | 12 | OFFICIAL | 2018 | 同上，二级为 12% | 同上 | 上限 | 任意
综合漏损率_pct | 全国实际水平(2023 年鉴口径) | 12.76 | 12.76 | GREY | 2023 | 《2023 年城乡建设统计年鉴》：城市供水总量约 650.61 亿 m³、漏损水量约 82.99 亿 m³，漏损率约 12.76% | 转引自期刊论文《基于卷积神经网络支持向量机的城市供水管网漏损检测》；正式引用前必须回溯年鉴原文核对 | 参考点 | 任意
综合漏损率_pct | 政策目标 2025 | 9 | 9 | OFFICIAL | 2022 | 住建部、发改委《关于加强公共供水管网漏损控制的通知》：到 2025 年全国城市公共供水管网漏损率力争控制在 9% 以内 | 文件名在两处转述中不一致（另一处记作《关于进一步加强水资源节约集约利用的意见》2023-09），9% 目标本身两来源一致；文件名待核定 | 上限 | 任意
人均综合生活用水_L_per_cap_d | GB50013-2018 最高日 Ⅱ型大城市 一区 | 220 | 400 | OFFICIAL | 2018 | 《室外给水设计标准》GB 50013-2018 表 4.0.3-3 最高日综合生活用水定额 [L/(人·d)]：Ⅱ型大城市 一区 220~400 | Ⅱ型大城市 = 城区常住人口 100 万以上 300 万以下；模型人口 100 万，取下界 | 区间 | 最高日
人均综合生活用水_L_per_cap_d | GB50013-2018 最高日 Ⅱ型大城市 二区 | 150 | 260 | OFFICIAL | 2018 | GB 50013-2018 表 4.0.3-3：Ⅱ型大城市 二区 150~260 | 二区含北京、天津、河北、山东、河南、陕西等；模型未声明分区 | 区间 | 最高日
人均综合生活用水_L_per_cap_d | GB50013-2018 平均日 Ⅱ型大城市 一区 | 140 | 300 | OFFICIAL | 2018 | GB 50013-2018 表 4.0.3-4 平均日综合生活用水定额：Ⅱ型大城市 一区 140~300 | 与模型输出的日均口径一致 | 区间 | 平均日
人均综合生活用水_L_per_cap_d | GB50013-2018 平均日 Ⅱ型大城市 二区 | 90 | 170 | OFFICIAL | 2018 | GB 50013-2018 表 4.0.3-4：Ⅱ型大城市 二区 90~170 | 同上 | 区间 | 平均日
再生水利用率_pct | 十四五目标 地级及以上缺水城市 | 25 | 25 | OFFICIAL | 2021 | 《十四五城镇污水处理及资源化利用发展规划》(发改环资〔2021〕827 号)：到 2025 年全国地级及以上缺水城市再生水利用率达到 25% 以上 | 口径 = 再生水利用量 / 污水处理量；与模型的『再生水替代率』分母不同，见口径警示表 | 下限 | 任意
再生水利用率_pct | 十四五基准年水平 | 20 | 20 | OFFICIAL | 2021 | 国家发改委《十四五规划纲要》章节指标解读：我国地级及以上缺水城市污水资源化利用率为 20% 左右 | 2020 前后水平，用于判断模型值是否合理 | 参考点 | 任意
再生水利用率_pct | 京津冀目标 | 35 | 35 | OFFICIAL | 2021 | 发改环资〔2021〕827 号：京津冀地区达到 35% 以上 | 缺水程度更高的分区目标 | 下限 | 任意

## 11_文献对标_literature_benchmark_~3
来源 | 指标 | 口径 | 对比口径 | 值 | 备注
模型-D-HA | 综合漏损率_pct | 配水干管(DM1) | 任意 | 12 | 仅配水干管一段的漏损，对应 CJJ92 管网漏损的直接含义
模型-D-HA | 综合漏损率_pct | 输配全链(SC1+TM1+DM1 串联) | 任意 | 13.3156 | 从水源到用户的全程漏损，口径最宽
模型-D-HA | 综合漏损率_pct | 系统口径(漏损/(漏损+供水)) | 任意 | 11.8129 | 与年鉴口径(漏损水量/供水总量)最接近
模型-D-HA | 人均综合生活用水_L_per_cap_d | 居民生活(domestic) 平均日 | 平均日 | 163.5306 | 仅居民生活，不含公共建筑，应低于 GB50013 综合生活定额
模型-D-HA | 人均综合生活用水_L_per_cap_d | 居民生活(domestic) 最高日 | 最高日 | 185.7207 | 730 天内单日最大值，对应 GB50013 最高日定额
模型-D-HA | 人均综合生活用水_L_per_cap_d | 居民生活+市政杂用(综合生活代理) 平均日 | 平均日 | 183.2337 | 用作 GB50013『综合生活』的代理口径
模型-D-HA | 人均综合生活用水_L_per_cap_d | 居民生活+市政杂用(综合生活代理) 最高日 | 最高日 | 209.9067 | 同上，最高日
模型-D-HA | 再生水利用率_pct | 政策口径(再生水/污水处理量) | 任意 | 16.041 | 分母为污水处理量，与发改环资〔2021〕827号一致
模型-D-HA | 再生水利用率_pct | 模型口径(再生水/总供水量) | 任意 | 12.9403 | 分母为总供水量，即模型约束中的『替代率』；与上者分母不同，不可互换
模型-D-HA | 水厂负荷率_pct | 产水/设计日能力 | 任意 | 68.5285 | 对照《城镇供水价格管理办法》成本监审中的产能利用口径
模型-D-HA | 污水厂负荷率_pct | 处理量/设计日能力 | 任意 | 74.5939 | 同上
模型-D-HA | 供水保证率_pct | delivered_percent 全期均值 | 任意 | 100 | 无 AI 负荷下的城市基线保证率
模型-D-CO | 综合漏损率_pct | 配水干管(DM1) | 任意 | 12 | 仅配水干管一段的漏损，对应 CJJ92 管网漏损的直接含义
模型-D-CO | 综合漏损率_pct | 输配全链(SC1+TM1+DM1 串联) | 任意 | 13.3156 | 从水源到用户的全程漏损，口径最宽
模型-D-CO | 综合漏损率_pct | 系统口径(漏损/(漏损+供水)) | 任意 | 11.9021 | 与年鉴口径(漏损水量/供水总量)最接近
模型-D-CO | 人均综合生活用水_L_per_cap_d | 居民生活(domestic) 平均日 | 平均日 | 159.1024 | 仅居民生活，不含公共建筑，应低于 GB50013 综合生活定额
模型-D-CO | 人均综合生活用水_L_per_cap_d | 居民生活(domestic) 最高日 | 最高日 | 178.9095 | 730 天内单日最大值，对应 GB50013 最高日定额
模型-D-CO | 人均综合生活用水_L_per_cap_d | 居民生活+市政杂用(综合生活代理) 平均日 | 平均日 | 177.911 | 用作 GB50013『综合生活』的代理口径
模型-D-CO | 人均综合生活用水_L_per_cap_d | 居民生活+市政杂用(综合生活代理) 最高日 | 最高日 | 201.7195 | 同上，最高日
模型-D-CO | 再生水利用率_pct | 政策口径(再生水/污水处理量) | 任意 | 15.0425 | 分母为污水处理量，与发改环资〔2021〕827号一致
模型-D-CO | 再生水利用率_pct | 模型口径(再生水/总供水量) | 任意 | 12.1941 | 分母为总供水量，即模型约束中的『替代率』；与上者分母不同，不可互换
模型-D-CO | 水厂负荷率_pct | 产水/设计日能力 | 任意 | 65.5707 | 对照《城镇供水价格管理办法》成本监审中的产能利用口径
模型-D-CO | 污水厂负荷率_pct | 处理量/设计日能力 | 任意 | 73.0354 | 同上
模型-D-CO | 供水保证率_pct | delivered_percent 全期均值 | 任意 | 100 | 无 AI 负荷下的城市基线保证率

## 11_文献对标_literature_benchmark_ca
指标 | 冲突类型 | 口径A | 口径B | 涉及对象 | 差异成因 | 本文的处理原则
WUE | 同一公司同一年份相差近 1 倍 | 1.2 L/kWh | 0.64 L/kWh | Google FY2024 | 取水量(withdrawal) vs 耗水量(consumption)、是否计入电网间接用水、地域范围(单站 vs fleet-wide)三者任一不同，WUE 即可相差近一倍 | 跨文献比较 WUE 前必须统一为同一口径；本文一律使用取水量口径并显式标注
城市供水管网漏损率 | 同一年份官方口径相差 >2.8 个百分点 | 12.76% | 10% 以内 | 2023 年中国城市 | 《城乡建设统计年鉴》口径 = 漏损水量/供水总量；水利部对外口径为『城市公共供水管网漏损率』，统计范围与修正方式不同 | 引用时必须写明是哪一年鉴/哪一部门口径，不能混用
再生水利用指标 | 政策文件与模型的分母不同 | 再生水利用率 = 再生水利用量/污水处理量 | 再生水替代率 = 再生水替代量/总供水量（模型约束） | 国家政策 vs AI-UWM 模型 | 两个指标分子相近但分母差一个量级，数值不可直接互相检验 | 本文不把模型的『替代率』阈值与政策『利用率』目标做数值比对，只做方向性说明
替代率（论文内部） | 毛替代率 vs 净替代率 | 毛替代率 = 再生水供应量/总供水 | 净替代率 = 扣除再生水生产自身耗水后的有效替代 | AI-UWM 内部两个口径 | 毛替代率高估真实节水效果，因为再生水生产本身也消耗水与能 | 已在 reclaimed_net_substitution.csv 中双口径并列，正文不得只用毛值
市政单位造价 | 同一指标在不同来源下相差 5 倍 | 1100 元/(m³·d)（中央预算内投资估算标准） | 5595 元/(m³·d)（实际项目决算）；5000–7000（行业造价库） | 中水回用工程单位投资 | 中央预算内投资绩效目标表给的是**补助估算标准**，很可能只覆盖部分工程内容或仅指提标改造增量；项目决算给的是完整工程含摊销的实际支出 | 本文不采用 1100 这一值；采用 5000–7000 时须标注『可能偏高（案例规模比本文情景小两个数量级）』
市政单位造价 | 官方指标带**价格基准年**，不能与当期价直比 | 给水：210–278 元/(m³·d)（北京市 1990 年价） | 污水：1865–3825 元/(m³·d)（武汉市 2016 年 12 月价） | 建标 120-2009 表 7 / 建标 198-2022 表 5 | 两本标准的表注都写明按指定年份、指定城市的预算价格计算，使用前须按当时当地价格指数调整；且都是**新建**口径，不含征地拆迁 | 本文的造价是**当期价的扩容增量**，与官方锚点**口径与价格基准年都不同**，只作量级参照并显式标注差异方向，不做直接数值互检

## 12_自检_r2_verification
ha.domain | ha.simulation_years | ha.checks.V1_water_balance.max_residual_ml | ha.checks.V1_water_balance.passed | ha.checks.V2_monotone_withdrawal.min_diff | ha.checks.V2_monotone_withdrawal.passed | ha.checks.V3_constraints_informative.uninformative_in_G0_S0 | ha.checks.V3_constraints_informative.passed | ha.checks.V3_constraints_informative.note | ha.checks.V4_scale_ordering.annual | ha.checks.V4_scale_ordering.daily | ha.checks.V4_scale_ordering.hourly | ha.checks.V4_scale_ordering.passed | ha.checks.V5_pue_wue_ordering.pue_dry_gt_evaporative | ha.checks.V5_pue_wue_ordering.wue_dry_lt_evaporative | ha.checks.V5_pue_wue_ordering.passed | ha.checks.V6_peak_factor_mechanism.daily_peak_factors.dry_first | ha.checks.V6_peak_factor_mechanism.daily_peak_factors.hybrid | ha.checks.V6_peak_factor_mechanism.daily_peak_factors.evaporative | ha.checks.V6_peak_factor_mechanism.daily_peak_factors.efficient_evaporative | ha.checks.V6_peak_factor_mechanism.daily_peak_factors.liquid_to_water | ha.checks.V6_peak_factor_mechanism.annual_withdrawal_ml.dry_first | ha.checks.V6_peak_factor_mechanism.annual_withdrawal_ml.hybrid | ha.checks.V6_peak_factor_mechanism.annual_withdrawal_ml.evaporative | ha.checks.V6_peak_factor_mechanism.annual_withdrawal_ml.efficient_evaporative | ha.checks.V6_peak_factor_mechanism.annual_withdrawal_ml.liquid_to_water | ha.checks.V6_peak_factor_mechanism.evaluated.dry_first | ha.checks.V6_peak_factor_mechanism.evaluated.hybrid | ha.checks.V6_peak_factor_mechanism.evaluated.evaporative | ha.checks.V6_peak_factor_mechanism.evaluated.efficient_evaporative | ha.checks.V6_peak_factor_mechanism.evaluated.liquid_to_water | ha.checks.V6_peak_factor_mechanism.degenerate_excluded | ha.checks.V6_peak_factor_mechanism.direction_dry_first_gt_evaporative | ha.checks.V6_peak_factor_mechanism.literature_band_dry_first_6p5_10 | ha.checks.V6_peak_factor_mechanism.literature_band_evaporative_1p7_3p0 | ha.checks.V6_peak_factor_mechanism.note | ha.checks.V6_peak_factor_mechanism.passed | ha.checks.V7_intervention_monotone.min_gain_mw | ha.checks.V7_intervention_monotone.passed | ha.checks.V8_policy_resident_first.domestic_unmet_by_policy.policy_a.1000.0 | ha.checks.V8_policy_resident_first.domestic_unmet_by_policy.policy_a.1500.0 | ha.checks.V8_policy_resident_first.domestic_unmet_by_policy.policy_a.2000.0 | ha.checks.V8_policy_resident_first.domestic_unmet_by_policy.policy_b.1000.0 | ha.checks.V8_policy_resident_first.domestic_unmet_by_policy.policy_b.1500.0 | ha.checks.V8_policy_resident_first.domestic_unmet_by_policy.policy_b.2000.0 | ha.checks.V8_policy_resident_first.domestic_unmet_by_policy.policy_c.1000.0 | ha.checks.V8_policy_resident_first.domestic_unmet_by_policy.policy_c.1500.0 | ha.checks.V8_policy_resident_first.domestic_unmet_by_policy.policy_c.2000.0 | ha.checks.V8_policy_resident_first.passed | ha.checks.V9_climate_sensitivity.heat_signal_metric | ha.checks.V9_climate_sensitivity.summer_G0_ml | ha.checks.V9_climate_sensitivity.summer_G1_ml | ha.checks.V9_climate_sensitivity.delta_summer_G1_percent | ha.checks.V9_climate_sensitivity.drought_signal_metric | ha.checks.V9_climate_sensitivity.abstraction_ratio_G0 | ha.checks.V9_climate_sensitivity.abstraction_ratio_G2 | ha.checks.V9_climate_sensitivity.delta_abstraction_ratio_G2 | ha.checks.V9_climate_sensitivity.reclaimed_drought_response_percent | ha.checks.V9_climate_sensitivity.passed | ha.checks.V11_net_le_gross_substitution.rows | ha.checks.V11_net_le_gross_substitution.violations | ha.checks.V11_net_le_gross_substitution.gross_at_1000mw | ha.checks.V11_net_le_gross_substitution.net_at_1000mw | ha.checks.V11_net_le_gross_substitution.net_at_1000mw_reuse_x3 | ha.checks.V11_net_le_gross_substitution.note | ha.checks.V11_net_le_gross_substitution.passed | ha.checks.V12_baseline_city_self_consistent.baseline_unmet_ml | ha.checks.V12_baseline_city_self_consistent.baseline_min_storage_ml | ha.checks.V12_baseline_city_self_consistent.reservoir_capacity_ml | ha.checks.V12_baseline_city_self_consistent.min_storage_fraction | ha.checks.V12_baseline_city_self_consistent.passed | ha.checks.V10_uninformative_constraints_activated_by_pressure.source_abstraction_max_over_SxG | ha.checks.V10_uninformative_constraints_activated_by_pressure.reliability_min_over_SxG | ha.checks.V10_uninformative_constraints_activated_by_pressure.passed | ha.baseline_delta.coincident_city_ai_peak | ha.baseline_delta.consumption_fraction | ha.baseline_delta.consumption_ml | ha.baseline_delta.domestic_unmet_ml | ha.baseline_delta.facility_energy_mwh | ha.baseline_delta.freshwater_dependency_ratio | ha.baseline_delta.freshwater_withdrawal_ml | ha.baseline_delta.internal_cooling_recovery_ratio | ha.baseline_delta.it_energy_mwh | ha.baseline_delta.max_daily_average_grid_connection_ratio | ha.baseline_delta.max_local_connection_ratio | ha.baseline_delta.max_reuse_utilization | ha.baseline_delta.max_source_abstraction_ratio | ha.baseline_delta.max_wtw_utilization | ha.baseline_delta.max_wwtw_utilization | ha.baseline_delta.maximum_7day_average_ml | ha.baseline_delta.maximum_daily_withdrawal_ml | ha.baseline_delta.mean_daily_average_grid_connection_ratio | ha.baseline_delta.mean_local_connection_ratio | ha.baseline_delta.mean_source_abstraction_ratio | ha.baseline_delta.mean_total_demand_to_wtw_capacity | ha.baseline_delta.min_source_storage_ml | ha.baseline_delta.offsite_electricity_water_ml | ha.baseline_delta.p95_daily_withdrawal_ml | ha.baseline_delta.peak_capacity_ratio | ha.baseline_delta.peak_total_demand_to_wtw_capacity | ha.baseline_delta.process_wue_l_kwh_it | ha.baseline_delta.reclaimed_water_substitution_ratio | ha.baseline_delta.reclaimed_water_use_ml | ha.baseline_delta.return_flow_ml | ha.baseline_delta.return_ratio | ha.baseline_delta.site_wue_l_kwh_it | ha.baseline_delta.summer_peak_withdrawal_ml | ha.baseline_delta.system_carbon_kg_co2e | ha.baseline_delta.system_energy_kwh | ha.baseline_delta.system_reliability_fraction | ha.baseline_delta.total_withdrawal_ml | ha.baseline_delta.unmet_cooling_water_ml | ha.baseline_delta.urban_water_circularity_ratio | ha.baseline_delta.wastewater_ml | ha.baseline_delta.wue_l_kwh_it | ha.cawcc_daily.maximum_safe_ai_capacity_mw | ha.cawcc_daily.first_failed_capacity_mw | ha.cawcc_daily.limiting_constraint | ha.cawcc_daily.threshold_interval_mw | ha.cawcc_daily.reentrant_feasibility | ha.cawcc_annual.maximum_safe_ai_capacity_mw | ha.cawcc_annual.first_failed_capacity_mw | ha.cawcc_annual.limiting_constraint | ha.cawcc_hourly.maximum_safe_ai_capacity_mw | ha.cawcc_hourly.first_failed_capacity_mw | ha.cawcc_hourly.limiting_constraint | ha.cawcc_hourly.intra_day_peak_factor | ha.cawcc_physical_daily.maximum_safe_ai_capacity_mw | ha.cawcc_physical_daily.first_failed_capacity_mw | ha.cawcc_physical_daily.limiting_constraint | ha.cawcc_physical_annual.maximum_safe_ai_capacity_mw | ha.cawcc_physical_annual.first_failed_capacity_mw | ha.cawcc_physical_annual.limiting_constraint | ha.cawcc_physical_hourly.maximum_safe_ai_capacity_mw | ha.cawcc_physical_hourly.first_failed_capacity_mw | ha.cawcc_physical_hourly.limiting_constraint | ha.reclaimed_target_threshold.maximum_safe_ai_capacity_mw | ha.reclaimed_target_threshold.first_failed_capacity_mw | ha.reclaimed_target_threshold.limiting_constraint | ha.bottleneck_chain | ha.interventions | ha.intervention_grid.capacities_mw | ha.intervention_grid.same_grid_baseline_mw | ha.reuse_marginal_curve | ha.reclaimed_coc_feedback | ha.reuse_production_marginal_curve | ha.reclaimed_net_substitution | ha.technology | ha.policy | ha.state_pressure | ha.heatwave | co.domain | co.simulation_years | co.checks.V1_water_balance.max_residual_ml | co.checks.V1_water_balance.passed | co.checks.V2_monotone_withdrawal.min_diff | co.checks.V2_monotone_withdrawal.passed | co.checks.V3_constraints_informative.uninformative_in_G0_S0 | co.checks.V3_constraints_informative.passed | co.checks.V3_constraints_informative.note | co.checks.V4_scale_ordering.annual | co.checks.V4_scale_ordering.daily | co.checks.V4_scale_ordering.hourly | co.checks.V4_scale_ordering.passed | co.checks.V5_pue_wue_ordering.pue_dry_gt_evaporative | co.checks.V5_pue_wue_ordering.wue_dry_lt_evaporative | co.checks.V5_pue_wue_ordering.passed | co.checks.V6_peak_factor_mechanism.daily_peak_factors.dry_first | co.checks.V6_peak_factor_mechanism.daily_peak_factors.hybrid | co.checks.V6_peak_factor_mechanism.daily_peak_factors.evaporative | co.checks.V6_peak_factor_mechanism.daily_peak_factors.efficient_evaporative | co.checks.V6_peak_factor_mechanism.daily_peak_factors.liquid_to_water | co.checks.V6_peak_factor_mechanism.annual_withdrawal_ml.dry_first | co.checks.V6_peak_factor_mechanism.annual_withdrawal_ml.hybrid | co.checks.V6_peak_factor_mechanism.annual_withdrawal_ml.evaporative | co.checks.V6_peak_factor_mechanism.annual_withdrawal_ml.efficient_evaporative | co.checks.V6_peak_factor_mechanism.annual_withdrawal_ml.liquid_to_water | co.checks.V6_peak_factor_mechanism.evaluated.hybrid | co.checks.V6_peak_factor_mechanism.evaluated.evaporative | co.checks.V6_peak_factor_mechanism.evaluated.efficient_evaporative | co.checks.V6_peak_factor_mechanism.evaluated.liquid_to_water | co.checks.V6_peak_factor_mechanism.degenerate_excluded | co.checks.V6_peak_factor_mechanism.direction_dry_first_gt_evaporative | co.checks.V6_peak_factor_mechanism.literature_band_dry_first_6p5_10 | co.checks.V6_peak_factor_mechanism.literature_band_evaporative_1p7_3p0 | co.checks.V6_peak_factor_mechanism.note | co.checks.V6_peak_factor_mechanism.passed | co.checks.V7_intervention_monotone.min_gain_mw | co.checks.V7_intervention_monotone.passed | co.checks.V8_policy_resident_first.domestic_unmet_by_policy.policy_a.1000.0 | co.checks.V8_policy_resident_first.domestic_unmet_by_policy.policy_a.1500.0 | co.checks.V8_policy_resident_first.domestic_unmet_by_policy.policy_a.2000.0 | co.checks.V8_policy_resident_first.domestic_unmet_by_policy.policy_b.1000.0 | co.checks.V8_policy_resident_first.domestic_unmet_by_policy.policy_b.1500.0 | co.checks.V8_policy_resident_first.domestic_unmet_by_policy.policy_b.2000.0 | co.checks.V8_policy_resident_first.domestic_unmet_by_policy.policy_c.1000.0 | co.checks.V8_policy_resident_first.domestic_unmet_by_policy.policy_c.1500.0 | co.checks.V8_policy_resident_first.domestic_unmet_by_policy.policy_c.2000.0 | co.checks.V8_policy_resident_first.passed | co.checks.V9_climate_sensitivity.heat_signal_metric | co.checks.V9_climate_sensitivity.summer_G0_ml | co.checks.V9_climate_sensitivity.summer_G1_ml | co.checks.V9_climate_sensitivity.delta_summer_G1_percent | co.checks.V9_climate_sensitivity.drought_signal_metric | co.checks.V9_climate_sensitivity.abstraction_ratio_G0 | co.checks.V9_climate_sensitivity.abstraction_ratio_G2 | co.checks.V9_climate_sensitivity.delta_abstraction_ratio_G2 | co.checks.V9_climate_sensitivity.reclaimed_drought_response_percent | co.checks.V9_climate_sensitivity.passed | co.checks.V11_net_le_gross_substitution.rows | co.checks.V11_net_le_gross_substitution.violations | co.checks.V11_net_le_gross_substitution.gross_at_1000mw | co.checks.V11_net_le_gross_substitution.net_at_1000mw | co.checks.V11_net_le_gross_substitution.net_at_1000mw_reuse_x3 | co.checks.V11_net_le_gross_substitution.note | co.checks.V11_net_le_gross_substitution.passed | co.checks.V12_baseline_city_self_consistent.baseline_unmet_ml | co.checks.V12_baseline_city_self_consistent.baseline_min_storage_ml | co.checks.V12_baseline_city_self_consistent.reservoir_capacity_ml | co.checks.V12_baseline_city_self_consistent.min_storage_fraction | co.checks.V12_baseline_city_self_consistent.passed | co.checks.V10_uninformative_constraints_activated_by_pressure.source_abstraction_max_over_SxG | co.checks.V10_uninformative_constraints_activated_by_pressure.reliability_min_over_SxG | co.checks.V10_uninformative_constraints_activated_by_pressure.passed | co.baseline_delta.coincident_city_ai_peak | co.baseline_delta.consumption_fraction | co.baseline_delta.consumption_ml | co.baseline_delta.domestic_unmet_ml | co.baseline_delta.facility_energy_mwh | co.baseline_delta.freshwater_dependency_ratio | co.baseline_delta.freshwater_withdrawal_ml | co.baseline_delta.internal_cooling_recovery_ratio | co.baseline_delta.it_energy_mwh | co.baseline_delta.max_daily_average_grid_connection_ratio | co.baseline_delta.max_local_connection_ratio | co.baseline_delta.max_reuse_utilization | co.baseline_delta.max_source_abstraction_ratio | co.baseline_delta.max_wtw_utilization | co.baseline_delta.max_wwtw_utilization | co.baseline_delta.maximum_7day_average_ml | co.baseline_delta.maximum_daily_withdrawal_ml | co.baseline_delta.mean_daily_average_grid_connection_ratio | co.baseline_delta.mean_local_connection_ratio | co.baseline_delta.mean_source_abstraction_ratio | co.baseline_delta.mean_total_demand_to_wtw_capacity | co.baseline_delta.min_source_storage_ml | co.baseline_delta.offsite_electricity_water_ml | co.baseline_delta.p95_daily_withdrawal_ml | co.baseline_delta.peak_capacity_ratio | co.baseline_delta.peak_total_demand_to_wtw_capacity | co.baseline_delta.process_wue_l_kwh_it | co.baseline_delta.reclaimed_water_substitution_ratio | co.baseline_delta.reclaimed_water_use_ml | co.baseline_delta.return_flow_ml | co.baseline_delta.return_ratio | co.baseline_delta.site_wue_l_kwh_it | co.baseline_delta.summer_peak_withdrawal_ml | co.baseline_delta.system_carbon_kg_co2e | co.baseline_delta.system_energy_kwh | co.baseline_delta.system_reliability_fraction | co.baseline_delta.total_withdrawal_ml | co.baseline_delta.unmet_cooling_water_ml | co.baseline_delta.urban_water_circularity_ratio | co.baseline_delta.wastewater_ml | co.baseline_delta.wue_l_kwh_it | co.cawcc_daily.maximum_safe_ai_capacity_mw | co.cawcc_daily.first_failed_capacity_mw | co.cawcc_daily.limiting_constraint | co.cawcc_daily.threshold_interval_mw | co.cawcc_daily.reentrant_feasibility | co.cawcc_annual.maximum_safe_ai_capacity_mw | co.cawcc_annual.first_failed_capacity_mw | co.cawcc_annual.limiting_constraint | co.cawcc_hourly.maximum_safe_ai_capacity_mw | co.cawcc_hourly.first_failed_capacity_mw | co.cawcc_hourly.limiting_constraint | co.cawcc_hourly.intra_day_peak_factor | co.cawcc_physical_daily.maximum_safe_ai_capacity_mw | co.cawcc_physical_daily.first_failed_capacity_mw | co.cawcc_physical_daily.limiting_constraint | co.cawcc_physical_annual.maximum_safe_ai_capacity_mw | co.cawcc_physical_annual.first_failed_capacity_mw | co.cawcc_physical_annual.limiting_constraint | co.cawcc_physical_hourly.maximum_safe_ai_capacity_mw | co.cawcc_physical_hourly.first_failed_capacity_mw | co.cawcc_physical_hourly.limiting_constraint | co.reclaimed_target_threshold.maximum_safe_ai_capacity_mw | co.reclaimed_target_threshold.first_failed_capacity_mw | co.reclaimed_target_threshold.limiting_constraint | co.bottleneck_chain | co.interventions | co.intervention_grid.capacities_mw | co.intervention_grid.same_grid_baseline_mw | co.reuse_marginal_curve | co.reclaimed_coc_feedback | co.reuse_production_marginal_curve | co.reclaimed_net_substitution | co.technology | co.policy | co.state_pressure | co.heatwave
ha | 2 | 1.0658e-14 | TRUE | 1451.0872 | TRUE | ['system_reliability_fraction', 'unmet_cooling_water_ml', 'max_wwtw_utilization'] | TRUE | diagnostic: 不失效约束需靠压力情景激活 | 1300 | 1150 | 1100 | TRUE | TRUE | TRUE | TRUE | 7.483 | 4.3136 | 1.2895 | 1.3109 | 1.3435 | 2138.5602 | 3236.246 | 10889.1538 | 10455.6012 | 9445.6703 | 7.483 | 4.3136 | 1.2895 | 1.3109 | 1.3435 | [] | TRUE | TRUE | FALSE | 退化组合(年取水 < 同域最大值的 5%)不参与量级校核 | TRUE | 0 | TRUE | 0 | 0 | 0 | 3.9222e-12 | 3.4674e-12 | 992.1973 | 0 | 0 | 0 | TRUE | summer_withdrawal_ml (6-8月 AI 取水) | 8201.8982 | 8282.5003 | 0.98273 | max_source_abstraction_ratio | 0.92724 | 1 | 0.07276 | 0.39023 | TRUE | 3 | 0 | 0.7 | 0.03402 | 1.7205 | 仅校核再生水配置不变的行; 扩产能行可出现净节省 > 园区取水量 | TRUE | 5.0591e-12 | 57112.7394 | 120000 | 0.47594 | TRUE | 1 | 0.60126 | TRUE | 0 | 0.78638 | 11420.486 | 0 | 7770253.3494 | 0.3 | 4356.8615 | 0.023116 | 6569989.2 |  |  | 0 | 0.069283 | 0.069035 | 0.018241 | 29.647 | 29.647 |  |  | 0.059592 | 0.053768 | -9880.922 | 3108.1013 | 22.9606 | 0.062501 | 0.062501 | 2.2087 | 0.7 | 10166.0102 | 3090.3858 | 0.21279 | 2.2105 | 23.3238 | 2722908221.5171 | 7779737775.7631 | -1.1102e-16 | 14522.8717 | 0 | 0.7 | 3090.3858 | 2.2105 | 1150 | 1200 | max_source_abstraction_ratio | [1150.0, 1200.0] | FALSE | 1300 | 1350 | reclaimed_water_substitution_ratio | 1100 | 1150 | hourly_max_wtw_utilization | 1.0577 | 1150 | 1200 | max_source_abstraction_ratio | 1650 | 1700 | mean_daily_average_grid_connection_ratio | 1100 | 1150 | hourly_max_wtw_utilization | 1300 | 1350 | reclaimed_water_substitution_ratio | [{'constraint': 'max_source_abstraction_ratio', 'operator': '<=', 'target': 0.95, 'first_failed_capacity_mw': 1200.0, 'maximum_safe_capacity_mw': 1150.0, 'first_failure_margin': 0.004953200783991307, 'reentrant_feasibility': False}, {'constraint': 'max_wtw_utilization', 'operator': '<=', 'target': 0.95, 'first_failed_capacity_mw': 1200.0, 'maximum_safe_capacity_mw': 1150.0, 'first_failure_margin': 0.0015360168979424715, 'reentrant_feasibility': False}, {'constraint': 'reclaimed_water_substitution_ratio', 'operator': '>=', 'target': 0.65, 'first_failed_capacity_mw': 1350.0, 'maximum_safe_capacity_mw': 1300.0, 'first_failure_margin': 0.015552726878701795, 'reentrant_feasibility': False}, {'constraint': 'max_daily_average_grid_connection_ratio', 'operator': '<=', 'target': 1.0, 'first_failed_capacity_mw': 1450.0, 'maximum_safe_capacity_mw': 1400.0, 'first_failure_margin': 0.006087957799999932, 'reentrant_feasibility': False}, {'constraint': 'max_local_connection_ratio', 'operator': '<=', 'target': 1.0, 'first_failed_capacity_mw': 1550.0, 'maximum_safe_capacity_mw': 1500.0, 'first_failure_margin': 0.03290988102310766, 'reentrant_feasibility': False}, {'constraint': 'peak_capacity_ratio', 'operator': '<=', 'target': 1.0, 'first_failed_capacity_mw': 1750.0, 'maximum_safe_capacity_mw': 1700.0, 'first_failure_margin': 0.0010267619356036928, 'reentrant_feasibility': False}, {'constraint': 'domestic_unmet_ml', 'operator': '<=', 'target': 0.0, 'first_failed_capacity_mw': 1850.0, 'maximum_safe_capacity_mw': 1800.0, 'first_failure_margin': 167.7812957657183, 'reentrant_feasibility': False}, {'constraint': 'max_wwtw_utilization', 'operator': '<=', 'target': 0.95, 'first_failed_capacity_mw': nan, 'maximum_safe_capacity_mw': 2000.0, 'first_failure_margin': nan, 'reentrant_feasibility': False}, {'constraint': 'system_reliability_fraction', 'operator': '>=', 'target': 0.99, 'first_failed_capacity_mw': nan, 'maximum_safe_capacity_mw': 2000.0, 'first_failure_margin': nan, 'reentrant_feasibility': False}, {'constraint': 'unmet_cooling_water_ml', 'operator': '<=', 'target': 0.0, 'first_failed_capacity_mw': nan, 'maximum_safe_capacity_mw': 2000.0, 'first_failure_margin': nan, 'reentrant_feasibility': False}] | [{'intervention': 'baseline', 'maximum_safe_ai_capacity_mw': 1100.0, 'first_failed_capacity_mw': 1200.0, 'limiting_constraint': 'max_source_abstraction_ratio', 'capacity_gain_mw': 0.0}, {'intervention': 'wtw_plus_10pct', 'maximum_safe_ai_capacity_mw': 1100.0, 'first_failed_capacity_mw': 1200.0, 'limiting_constraint': 'max_source_abstraction_ratio', 'capacity_gain_mw': 0.0}, {'intervention': 'wtw_plus_20pct', 'maximum_safe_ai_capacity_mw': 1100.0, 'first_failed_capacity_mw': 1200.0, 'limiting_constraint': 'max_source_abstraction_ratio', 'capacity_gain_mw': 0.0}, {'intervention': 'reuse_plus_50pct', 'maximum_safe_ai_capacity_mw': 1100.0, 'first_failed_capacity_mw': 1200.0, 'limiting_constraint': 'max_source_abstraction_ratio', 'capacity_gain_mw': 0.0}, {'intervention': 'reuse_plus_100pct', 'maximum_safe_ai_capacity_mw': 1100.0, 'first_failed_capacity_mw': 1200.0, 'limiting_constraint': 'max_source_abstraction_ratio', 'capacity_gain_mw': 0.0}, {'intervention': 'wwtw_plus_20pct', 'maximum_safe_ai_capacity_mw': 1100.0, 'first_failed_capacity_mw': 1200.0, 'limiting_constraint': 'max_source_abstraction_ratio', 'capacity_gain_mw': 0.0}, {'intervention': 'local_connection_plus_50pct', 'maximum_safe_ai_capacity_mw': 1100.0, 'first_failed_capacity_mw': 1200.0, 'limiting_constraint': 'max_source_abstraction_ratio', 'capacity_gain_mw': 0.0}, {'intervention': 'grid_plus_50pct', 'maximum_safe_ai_capacity_mw': 1100.0, 'first_failed_capacity_mw': 1200.0, 'limiting_constraint': 'max_source_abstraction_ratio', 'capacity_gain_mw': 0.0}, {'intervention': 'leakage_minus_30pct', 'maximum_safe_ai_capacity_mw': 1300.0, 'first_failed_capacity_mw': 1400.0, 'limiting_constraint': 'reclaimed_water_substitution_ratio', 'capacity_gain_mw': 200.0}, {'intervention': 'combined_upgrade', 'maximum_safe_ai_capacity_mw': 1300.0, 'first_failed_capacity_mw': 1400.0, 'limiting_constraint': 'reclaimed_water_substitution_ratio', 'capacity_gain_mw': 200.0}] | [0, 100, 200, 300, 400, 500, 600, 700, 800, 900, 1000, 1100, 1200, 1300, 1400, 1500, 1600, 1700, 1800, 1900, 2000] | 1100 | [{'reuse_treatment_capacity_ml_day': 40.0, 'cawcc_mw': 1100.0, 'limiting_constraint': 'max_source_abstraction_ratio', 'marginal_gain_mw_per_ml_day': nan}, {'reuse_treatment_capacity_ml_day': 45.0, 'cawcc_mw': 1100.0, 'limiting_constraint': 'max_source_abstraction_ratio', 'marginal_gain_mw_per_ml_day': 0.0}, {'reuse_treatment_capacity_ml_day': 60.0, 'cawcc_mw': 1100.0, 'limiting_constraint': 'max_source_abstraction_ratio', 'marginal_gain_mw_per_ml_day': 0.0}, {'reuse_treatment_capacity_ml_day': 75.0, 'cawcc_mw': 1100.0, 'limiting_constraint': 'max_source_abstraction_ratio', 'marginal_gain_mw_per_ml_day': 0.0}, {'reuse_treatment_capacity_ml_day': 90.0, 'cawcc_mw': 1100.0, 'limiting_constraint': 'max_source_abstraction_ratio', 'marginal_gain_mw_per_ml_day': 0.0}, {'reuse_treatment_capacity_ml_day': 120.0, 'cawcc_mw': 1100.0, 'limiting_constraint': 'max_source_abstraction_ratio', 'marginal_gain_mw_per_ml_day': 0.0}, {'reuse_treatment_capacity_ml_day': 160.0, 'cawcc_mw': 1100.0, 'limiting_constraint': 'max_source_abstraction_ratio', 'marginal_gain_mw_per_ml_day': 0.0}] | [{'reclaimed_target_fraction': 0.0, 'achieved_coc': 5.0, 'quality_coc_fallback_days': 0, 'period_makeup_ml': 27973.482933769086, 'period_blowdown_ml': 5703.048805296895, 'period_evaporation_ml': 22835.03025143902, 'annual_makeup_ml': 13986.741466884543, 'annual_blowdown_ml': 2851.5244026484474, 'annual_evaporation_ml': 11417.51512571951, 'actual_reclaimed_fraction': 0.0, 'freshwater_withdrawal_ml': 27985.482933769086, 'reclaimed_water_use_ml': 0.0}, {'reclaimed_target_fraction': 0.2, 'achieved_coc': 5.0, 'quality_coc_fallback_days': 0, 'period_makeup_ml': 27973.482933769086, 'period_blowdown_ml': 5703.048805296895, 'period_evaporation_ml': 22835.03025143902, 'annual_makeup_ml': 13986.741466884543, 'annual_blowdown_ml': 2851.5244026484474, 'annual_evaporation_ml': 11417.51512571951, 'actual_reclaimed_fraction': 0.2, 'freshwater_withdrawal_ml': 22388.386347015265, 'reclaimed_water_use_ml': 5597.096586753817}, {'reclaimed_target_fraction': 0.4, 'achieved_coc': 5.0, 'quality_coc_fallback_days': 0, 'period_makeup_ml': 27973.482933769086, 'period_blowdown_ml': 5703.048805296895, 'period_evaporation_ml': 22835.03025143902, 'annual_makeup_ml': 13986.741466884543, 'annual_blowdown_ml': 2851.5244026484474, 'annual_evaporation_ml': 11417.51512571951, 'actual_reclaimed_fraction': 0.4, 'freshwater_withdrawal_ml': 16791.28976026145, 'reclaimed_water_use_ml': 11194.193173507636}, {'reclaimed_target_fraction': 0.6, 'achieved_coc': 4.761904761904761, 'quality_coc_fallback_days': 0, 'period_makeup_ml': 28298.672552865606, 'period_blowdown_ml': 6064.290312344186, 'period_evaporation_ml': 22835.03025143902, 'annual_makeup_ml': 14149.336276432803, 'annual_blowdown_ml': 3032.145156172093, 'annual_evaporation_ml': 11417.51512571951, 'actual_reclaimed_fraction': 0.6, 'freshwater_withdrawal_ml': 11324.269021146243, 'reclaimed_water_use_ml': 16986.403531719363}, {'reclaimed_target_fraction': 0.8, 'achieved_coc': 3.956834532374101, 'quality_coc_fallback_days': 0, 'period_makeup_ml': 29786.157915156262, 'period_blowdown_ml': 7716.684553825708, 'period_evaporation_ml': 22835.03025143902, 'annual_makeup_ml': 14893.078957578131, 'annual_blowdown_ml': 3858.342276912854, 'annual_evaporation_ml': 11417.51512571951, 'actual_reclaimed_fraction': 0.7936118494511779, 'freshwater_withdrawal_ml': 6174.999070564636, 'reclaimed_water_use_ml': 23623.158844591628}, {'reclaimed_target_fraction': 1.0, 'achieved_coc': 3.384615384615384, 'quality_coc_fallback_days': 0, 'period_makeup_ml': 31454.06085687314, 'period_blowdown_ml': 9569.498225886922, 'period_evaporation_ml': 22835.03025143902, 'annual_makeup_ml': 15727.03042843657, 'annual_blowdown_ml': 4784.749112943461, 'annual_evaporation_ml': 11417.51512571951, 'actual_reclaimed_fraction': 0.7967675137711001, 'freshwater_withdrawal_ml': 6520.280005206429, 'reclaimed_water_use_ml': 24945.780851666714}] | [{'central_reuse_fraction': 0.16, 'estimated_production_ml_day': 32.224577269479454, 'reuse_treatment_capacity_ml_day': 40.3, 'cawcc_mw': 1100.0, 'limiting_constraint': 'max_source_abstraction_ratio', 'marginal_gain_mw_per_ml_day': nan}, {'central_reuse_fraction': 0.25, 'estimated_production_ml_day': 50.35090198356165, 'reuse_treatment_capacity_ml_day': 62.9, 'cawcc_mw': 1400.0, 'limiting_constraint': 'max_daily_average_grid_connection_ratio', 'marginal_gain_mw_per_ml_day': 16.550514499331044}, {'central_reuse_fraction': 0.35, 'estimated_production_ml_day': 70.4912627769863, 'reuse_treatment_capacity_ml_day': 88.1, 'cawcc_mw': 1400.0, 'limiting_constraint': 'max_daily_average_grid_connection_ratio', 'marginal_gain_mw_per_ml_day': 0.0}, {'central_reuse_fraction': 0.45, 'estimated_production_ml_day': 90.63162357041097, 'reuse_treatment_capacity_ml_day': 113.3, 'cawcc_mw': 1400.0, 'limiting_constraint': 'max_daily_average_grid_connection_ratio', 'marginal_gain_mw_per_ml_day': 0.0}, {'central_reuse_fraction': 0.6, 'estimated_production_ml_day': 120.84216476054794, 'reuse_treatment_capacity_ml_day': 151.1, 'cawcc_mw': 1400.0, 'limiting_constraint': 'max_daily_average_grid_connection_ratio', 'marginal_gain_mw_per_ml_day': 0.0}] | [{'capacity_mw': 500.0, 'reuse_treatment_capacity_ml_day': 40.0, 'baseline_city_abstraction_ml': 186965.07044844696, 'city_abstraction_ml': 203495.8929168824, 'city_abstraction_increase_ml': 16530.82246843545, 'conveyance_efficiency': 0.84865761288, 'ai_withdrawal_ml': 14522.871748876008, 'ai_reclaimed_ml': 10166.010224213205, 'gross_substitution_ratio': 0.7, 'net_freshwater_saving_ml': 493.86341387051107, 'net_substitution_ratio': 0.03400590616031113, 'tag': nan}, {'capacity_mw': 1000.0, 'reuse_treatment_capacity_ml_day': 40.0, 'baseline_city_abstraction_ml': 186965.07044844696, 'city_abstraction_ml': 220012.5754072892, 'city_abstraction_increase_ml': 33047.50495884224, 'conveyance_efficiency': 0.84865761288, 'ai_withdrawal_ml': 29033.743497752017, 'ai_reclaimed_ml': 20323.620448426413, 'gross_substitution_ratio': 0.7000000000000001, 'net_freshwater_saving_ml': 987.7268277410003, 'net_substitution_ratio': 0.034019961215730816, 'tag': nan}, {'capacity_mw': 1500.0, 'reuse_treatment_capacity_ml_day': 40.0, 'baseline_city_abstraction_ml': 186965.07044844696, 'city_abstraction_ml': 236529.25789769593, 'city_abstraction_increase_ml': 49564.18744924897, 'conveyance_efficiency': 0.84865761288, 'ai_withdrawal_ml': 43544.61524662802, 'ai_reclaimed_ml': 25044.004427198583, 'gross_substitution_ratio': 0.5751343601351013, 'net_freshwater_saving_ml': 1481.5902416115277, 'net_substitution_ratio': 0.03402464881639431, 'tag': nan}, {'capacity_mw': 1000.0, 'reuse_treatment_capacity_ml_day': 40.0, 'baseline_city_abstraction_ml': 186965.07044844696, 'city_abstraction_ml': 220012.5754072892, 'city_abstraction_increase_ml': 33047.50495884224, 'conveyance_efficiency': 0.84865761288, 'ai_withdrawal_ml': 29033.743497752017, 'ai_reclaimed_ml': 20323.620448426413, 'gross_substitution_ratio': 0.7000000000000001, 'net_freshwater_saving_ml': 987.7268277410003, 'net_substitution_ratio': 0.034019961215730816, 'tag': 'reuse_capacity_x1'}, {'capacity_mw': 1000.0, 'reuse_treatment_capacity_ml_day': 60.0, 'baseline_city_abstraction_ml': 186965.07044844696, 'city_abstraction_ml': 205588.65910850101, 'city_abstraction_increase_ml': 18623.588660054054, 'conveyance_efficiency': 0.84865761288, 'ai_withdrawal_ml': 29033.743497752017, 'ai_reclaimed_ml': 20323.620448426413, 'gross_substitution_ratio': 0.7000000000000001, 'net_freshwater_saving_ml': 13228.693202251507, 'net_substitution_ratio': 0.45563167571814356, 'tag': 'reuse_capacity_x1.5'}, {'capacity_mw': 1000.0, 'reuse_treatment_capacity_ml_day': 80.0, 'baseline_city_abstraction_ml': 186965.07044844696, 'city_abstraction_ml': 191164.74280971283, 'city_abstraction_increase_ml': 4199.672361265868, 'conveyance_efficiency': 0.84865761288, 'ai_withdrawal_ml': 29033.743497752017, 'ai_reclaimed_ml': 20323.620448426413, 'gross_substitution_ratio': 0.7000000000000001, 'net_freshwater_saving_ml': 25469.659576762013, 'net_substitution_ratio': 0.8772433902205563, 'tag': 'reuse_capacity_x2'}, {'capacity_mw': 1000.0, 'reuse_treatment_capacity_ml_day': 120.0, 'baseline_city_abstraction_ml': 186965.07044844696, 'city_abstraction_ml': 162316.91021213646, 'city_abstraction_increase_ml': -24648.160236310505, 'conveyance_efficiency': 0.84865761288, 'ai_withdrawal_ml': 29033.743497752017, 'ai_reclaimed_ml': 20323.620448426413, 'gross_substitution_ratio': 0.7000000000000001, 'net_freshwater_saving_ml': 49951.59232578303, 'net_substitution_ratio': 1.720466819225382, 'tag': 'reuse_capacity_x3'}] | [{'technology': 'dry', 'site_wue_l_kwh_it': 0.0, 'process_wue_l_kwh_it': 0.0, 'wue_l_kwh': 0.0, 'mean_pue': 1.3557046164383562, 'mean_wet_fraction': 0.0, 'period_withdrawal_ml': 0.0, 'annual_withdrawal_ml': 0.0, 'annual_consumption_ml': 0.0, 'daily_peak_factor': nan, 'facility_energy_mwh': 13451907.683412, 'cawcc_mw': nan, 'limiting_constraint': 'reclaimed_water_substitution_ratio'}, {'technology': 'dry_first', 'site_wue_l_kwh_it': 0.4340058335725106, 'process_wue_l_kwh_it': 0.43278817555870447, 'wue_l_kwh': 0.4340058335725106, 'mean_pue': 1.3286731369863014, 'mean_wet_fraction': 0.1423534270925813, 'period_withdrawal_ml': 4277.120458962589, 'annual_withdrawal_ml': 2138.5602294812943, 'annual_consumption_ml': 1678.3880812797283, 'daily_peak_factor': 7.483043522757726, 'facility_energy_mwh': 13171442.021964002, 'cawcc_mw': 500.0, 'limiting_constraint': 'max_source_abstraction_ratio'}, {'technology': 'efficient_evaporative', 'site_wue_l_kwh_it': 2.12189110772229, 'process_wue_l_kwh_it': 2.120673449708484, 'wue_l_kwh': 2.12189110772229, 'mean_pue': 1.1337893493150684, 'mean_wet_fraction': 1.0, 'period_withdrawal_ml': 20911.202491967222, 'annual_withdrawal_ml': 10455.601245983611, 'annual_consumption_ml': 8224.145767573751, 'daily_peak_factor': 1.3108532845916812, 'facility_energy_mwh': 11191064.25681, 'cawcc_mw': 1000.0, 'limiting_constraint': 'reclaimed_water_substitution_ratio'}, {'technology': 'evaporative', 'site_wue_l_kwh_it': 2.209877567055362, 'process_wue_l_kwh_it': 2.2086599090415557, 'wue_l_kwh': 2.209877567055362, 'mean_pue': 1.1805472191780821, 'mean_wet_fraction': 1.0, 'period_withdrawal_ml': 21778.30762331401, 'annual_withdrawal_ml': 10889.153811657005, 'annual_consumption_ml': 8565.364481481523, 'daily_peak_factor': 1.289517088891147, 'facility_energy_mwh': 11655380.024172, 'cawcc_mw': 1000.0, 'limiting_constraint': 'reclaimed_water_substitution_ratio'}, {'technology': 'hybrid', 'site_wue_l_kwh_it': 0.6567734782060934, 'process_wue_l_kwh_it': 0.6555558201922873, 'wue_l_kwh': 0.6567734782060934, 'mean_pue': 1.2443365684931507, 'mean_wet_fraction': 0.2459440925871664, 'period_withdrawal_ml': 6472.491987990705, 'annual_withdrawal_ml': 3236.2459939953524, 'annual_consumption_ml': 2542.2992987363805, 'daily_peak_factor': 4.313612908622845, 'facility_energy_mwh': 12301611.614982, 'cawcc_mw': 1000.0, 'limiting_constraint': 'max_daily_average_grid_connection_ratio'}, {'technology': 'liquid_to_air', 'site_wue_l_kwh_it': 0.0, 'process_wue_l_kwh_it': 0.0, 'wue_l_kwh': 0.0, 'mean_pue': 1.2546101780821919, 'mean_wet_fraction': 0.0, 'period_withdrawal_ml': 0.0, 'annual_withdrawal_ml': 0.0, 'annual_consumption_ml': 0.0, 'daily_peak_factor': nan, 'facility_energy_mwh': 12413411.023068001, 'cawcc_mw': nan, 'limiting_constraint': 'reclaimed_water_substitution_ratio'}, {'technology': 'liquid_to_water', 'site_wue_l_kwh_it': 1.9169326857770912, 'process_wue_l_kwh_it': 1.915715027763285, 'wue_l_kwh': 1.9169326857770912, 'mean_pue': 1.1373050890410956, 'mean_wet_fraction': 1.0, 'period_withdrawal_ml': 18891.340564023725, 'annual_withdrawal_ml': 9445.670282011863, 'annual_consumption_ml': 7429.300178027226, 'daily_peak_factor': 1.3434561709299728, 'facility_energy_mwh': 11232747.249534, 'cawcc_mw': 1000.0, 'limiting_constraint': 'max_source_abstraction_ratio'}] | [{'policy': 'policy_a', 'capacity_mw': 1000.0, 'domestic_unmet_ml': 0.0, 'domestic_unmet_residual_kpi': 0.0, 'system_reliability_fraction': 1.0, 'unmet_cooling_water_ml': 0.0, 'ai_withdrawal_ml': 29033.743497752013}, {'policy': 'policy_a', 'capacity_mw': 1500.0, 'domestic_unmet_ml': 0.0, 'domestic_unmet_residual_kpi': 0.0, 'system_reliability_fraction': 1.0, 'unmet_cooling_water_ml': 0.0, 'ai_withdrawal_ml': 43544.615246628025}, {'policy': 'policy_a', 'capacity_mw': 2000.0, 'domestic_unmet_ml': 0.0, 'domestic_unmet_residual_kpi': 0.0, 'system_reliability_fraction': 0.9814409022248446, 'unmet_cooling_water_ml': 1307.7094229091126, 'ai_withdrawal_ml': 56747.77757259492}, {'policy': 'policy_b', 'capacity_mw': 1000.0, 'domestic_unmet_ml': 3.922195901395753e-12, 'domestic_unmet_residual_kpi': 0.0, 'system_reliability_fraction': 0.9999999999999999, 'unmet_cooling_water_ml': 0.0, 'ai_withdrawal_ml': 29033.743497752017}, {'policy': 'policy_b', 'capacity_mw': 1500.0, 'domestic_unmet_ml': 3.467448550509289e-12, 'domestic_unmet_residual_kpi': 0.0, 'system_reliability_fraction': 1.0, 'unmet_cooling_water_ml': 0.0, 'ai_withdrawal_ml': 43544.61524662802}, {'policy': 'policy_b', 'capacity_mw': 2000.0, 'domestic_unmet_ml': 992.1972727431985, 'domestic_unmet_residual_kpi': 992.1972727431985, 'system_reliability_fraction': 0.9922541906294724, 'unmet_cooling_water_ml': 0.0, 'ai_withdrawal_ml': 58055.486995504034}, {'policy': 'policy_c', 'capacity_mw': 1000.0, 'domestic_unmet_ml': 0.0, 'domestic_unmet_residual_kpi': 0.0, 'system_reliability_fraction': 0.9999999999999999, 'unmet_cooling_water_ml': 0.0, 'ai_withdrawal_ml': 29033.743497752017}, {'policy': 'policy_c', 'capacity_mw': 1500.0, 'domestic_unmet_ml': 0.0, 'domestic_unmet_residual_kpi': 0.0, 'system_reliability_fraction': 1.0, 'unmet_cooling_water_ml': 0.0, 'ai_withdrawal_ml': 43544.61524662802}, {'policy': 'policy_c', 'capacity_mw': 2000.0, 'domestic_unmet_ml': 0.0, 'domestic_unmet_residual_kpi': 0.0, 'system_reliability_fraction': 0.9941832013205247, 'unmet_cooling_water_ml': 0.0, 'ai_withdrawal_ml': 58055.486995504034}] | [{'state': 'S0', 'pressure': 'G0', 'summer_withdrawal_ml': 8201.898157516254, 'total_withdrawal_ml': 29033.743497752017, 'freshwater_withdrawal_ml': 8710.123049325606, 'reclaimed_water_use_ml': 20323.620448426413, 'system_reliability_fraction': 0.9999999999999999, 'domestic_unmet_ml': 0.0, 'max_wtw_utilization': 0.9239221383215972, 'max_reuse_utilization': 1.0, 'max_source_abstraction_ratio': 0.9272401544418161, 'reclaimed_water_substitution_ratio': 0.7000000000000001, 'unmet_cooling_water_ml': 0.0}, {'state': 'S0', 'pressure': 'G1', 'summer_withdrawal_ml': 8282.500318088762, 'total_withdrawal_ml': 29114.34565832452, 'freshwater_withdrawal_ml': 8734.303697497358, 'reclaimed_water_use_ml': 20380.041960827162, 'system_reliability_fraction': 1.0, 'domestic_unmet_ml': 0.0, 'max_wtw_utilization': 0.942545801810079, 'max_reuse_utilization': 1.0, 'max_source_abstraction_ratio': 0.9459306997735931, 'reclaimed_water_substitution_ratio': 0.7, 'unmet_cooling_water_ml': 0.0}, {'state': 'S0', 'pressure': 'G2', 'summer_withdrawal_ml': 8221.381929263584, 'total_withdrawal_ml': 29053.89403789514, 'freshwater_withdrawal_ml': 8650.9649208561, 'reclaimed_water_use_ml': 20402.929117039042, 'system_reliability_fraction': 0.9906727013555542, 'domestic_unmet_ml': 1217.2097954075846, 'max_wtw_utilization': 0.8469583783783784, 'max_reuse_utilization': 1.0, 'max_source_abstraction_ratio': 1.0, 'reclaimed_water_substitution_ratio': 0.7022442186382107, 'unmet_cooling_water_ml': 0.0}, {'state': 'S0', 'pressure': 'G3', 'summer_withdrawal_ml': 8281.391956512758, 'total_withdrawal_ml': 29114.34565832452, 'freshwater_withdrawal_ml': 8354.588374613628, 'reclaimed_water_use_ml': 20759.757283710896, 'system_reliability_fraction': 0.9427584234831601, 'domestic_unmet_ml': 8323.977385034486, 'max_wtw_utilization': 0.8469583783783784, 'max_reuse_utilization': 1.0, 'max_source_abstraction_ratio': 1.0, 'reclaimed_water_substitution_ratio': 0.7130422070047506, 'unmet_cooling_water_ml': 0.0}, {'state': 'S1', 'pressure': 'G0', 'summer_withdrawal_ml': 8201.258780023913, 'total_withdrawal_ml': 29033.743497752017, 'freshwater_withdrawal_ml': 9033.095283138326, 'reclaimed_water_use_ml': 20000.64821461369, 'system_reliability_fraction': 0.9204520635782594, 'domestic_unmet_ml': 10252.822919932258, 'max_wtw_utilization': 0.98, 'max_reuse_utilization': 1.0, 'max_source_abstraction_ratio': 0.7717837838050408, 'reclaimed_water_substitution_ratio': 0.6888759699954735, 'unmet_cooling_water_ml': 0.0}, {'state': 'S1', 'pressure': 'G1', 'summer_withdrawal_ml': 8280.662659494494, 'total_withdrawal_ml': 29114.34565832452, 'freshwater_withdrawal_ml': 9149.90762109387, 'reclaimed_water_use_ml': 19964.43803723065, 'system_reliability_fraction': 0.9145000695956557, 'domestic_unmet_ml': 11059.211847469596, 'max_wtw_utilization': 0.98, 'max_reuse_utilization': 1.0, 'max_source_abstraction_ratio': 0.7903694542256569, 'reclaimed_water_substitution_ratio': 0.6857251154302456, 'unmet_cooling_water_ml': 0.0}, {'state': 'S1', 'pressure': 'G2', 'summer_withdrawal_ml': 8221.117611370799, 'total_withdrawal_ml': 29053.89403789514, 'freshwater_withdrawal_ml': 9062.430532206858, 'reclaimed_water_use_ml': 19991.463505688283, 'system_reliability_fraction': 0.9189593537717279, 'domestic_unmet_ml': 10454.518135298267, 'max_wtw_utilization': 0.98, 'max_reuse_utilization': 1.0, 'max_source_abstraction_ratio': 0.9134391061416784, 'reclaimed_water_substitution_ratio': 0.6880820684350716, 'unmet_cooling_water_ml': 0.0}, {'state': 'S1', 'pressure': 'G3', 'summer_withdrawal_ml': 8008.158550725686, 'total_withdrawal_ml': 28849.798226336883, 'freshwater_withdrawal_ml': 9508.951694210637, 'reclaimed_water_use_ml': 19340.846532126245, 'system_reliability_fraction': 0.7941195793206811, 'domestic_unmet_ml': 29303.185177608662, 'max_wtw_utilization': 0.98, 'max_reuse_utilization': 1.0, 'max_source_abstraction_ratio': 1.0, 'reclaimed_water_substitution_ratio': 0.664361818860573, 'unmet_cooling_water_ml': 262.1193809951421}, {'state': 'S2', 'pressure': 'G0', 'summer_withdrawal_ml': 8200.754018259078, 'total_withdrawal_ml': 29032.715928855294, 'freshwater_withdrawal_ml': 10094.175429068133, 'reclaimed_water_use_ml': 18938.54049978716, 'system_reliability_fraction': 0.8091872833472598, 'domestic_unmet_ml': 24651.959500035962, 'max_wtw_utilization': 0.6476740540540541, 'max_reuse_utilization': 1.0, 'max_source_abstraction_ratio': 1.0, 'reclaimed_water_substitution_ratio': 0.652317218485383, 'unmet_cooling_water_ml': 0.0}, {'state': 'S2', 'pressure': 'G1', 'summer_withdrawal_ml': 8279.42076158658, 'total_withdrawal_ml': 29113.318089427798, 'freshwater_withdrawal_ml': 10206.931188913146, 'reclaimed_water_use_ml': 18906.386900514655, 'system_reliability_fraction': 0.8037520828462907, 'domestic_unmet_ml': 25455.34098296023, 'max_wtw_utilization': 0.6476740540540541, 'max_reuse_utilization': 1.0, 'max_source_abstraction_ratio': 1.0, 'reclaimed_water_substitution_ratio': 0.6494068055877257, 'unmet_cooling_water_ml': 0.0}, {'state': 'S2', 'pressure': 'G2', 'summer_withdrawal_ml': 8218.89352483543, 'total_withdrawal_ml': 29049.900603429796, 'freshwater_withdrawal_ml': 12865.626053430336, 'reclaimed_water_use_ml': 16184.274549999462, 'system_reliability_fraction': 0.670522525151566, 'domestic_unmet_ml': 42100.45280234613, 'max_wtw_utilization': 0.5505229459459459, 'max_reuse_utilization': 1.0, 'max_source_abstraction_ratio': 1.0, 'reclaimed_water_substitution_ratio': 0.5571197909051935, 'unmet_cooling_water_ml': 0.0}, {'state': 'S2', 'pressure': 'G3', 'summer_withdrawal_ml': 8118.852890744403, 'total_withdrawal_ml': 28950.21573533833, 'freshwater_withdrawal_ml': 12772.613480709235, 'reclaimed_water_use_ml': 16177.602254629091, 'system_reliability_fraction': 0.6012611336156393, 'domestic_unmet_ml': 57000.838134657264, 'max_wtw_utilization': 0.5505229459459459, 'max_reuse_utilization': 1.0, 'max_source_abstraction_ratio': 1.0, 'reclaimed_water_substitution_ratio': 0.5557688544654825, 'unmet_cooling_water_ml': 158.2924594724378}, {'state': 'S3', 'pressure': 'G0', 'summer_withdrawal_ml': 8201.898157516254, 'total_withdrawal_ml': 29033.743497752017, 'freshwater_withdrawal_ml': 8710.123049325606, 'reclaimed_water_use_ml': 20323.620448426413, 'system_reliability_fraction': 0.9999999999999999, 'domestic_unmet_ml': 0.0, 'max_wtw_utilization': 0.8034105550622586, 'max_reuse_utilization': 1.0, 'max_source_abstraction_ratio': 0.8062957864711445, 'reclaimed_water_substitution_ratio': 0.7000000000000001, 'unmet_cooling_water_ml': 0.0}, {'state': 'S3', 'pressure': 'G1', 'summer_withdrawal_ml': 8282.500318088762, 'total_withdrawal_ml': 29114.34565832452, 'freshwater_withdrawal_ml': 8734.303697497358, 'reclaimed_water_use_ml': 20380.041960827162, 'system_reliability_fraction': 1.0, 'domestic_unmet_ml': 0.0, 'max_wtw_utilization': 0.8196050450522426, 'max_reuse_utilization': 1.0, 'max_source_abstraction_ratio': 0.8225484345857332, 'reclaimed_water_substitution_ratio': 0.7, 'unmet_cooling_water_ml': 0.0}, {'state': 'S3', 'pressure': 'G2', 'summer_withdrawal_ml': 8222.048697659382, 'total_withdrawal_ml': 29053.89403789514, 'freshwater_withdrawal_ml': 8716.168211368544, 'reclaimed_water_use_ml': 20337.7258265266, 'system_reliability_fraction': 1.0, 'domestic_unmet_ml': 0.0, 'max_wtw_utilization': 0.8074591775597547, 'max_reuse_utilization': 1.0, 'max_source_abstraction_ratio': 0.9533634688232845, 'reclaimed_water_substitution_ratio': 0.7000000000000001, 'unmet_cooling_water_ml': 0.0}, {'state': 'S3', 'pressure': 'G3', 'summer_withdrawal_ml': 8204.444594305078, 'total_withdrawal_ml': 29051.181074696586, 'freshwater_withdrawal_ml': 9372.879587310259, 'reclaimed_water_use_ml': 19678.30148738632, 'system_reliability_fraction': 0.9455060856324916, 'domestic_unmet_ml': 7269.013048159639, 'max_wtw_utilization': 0.8469583783783783, 'max_reuse_utilization': 1.0, 'max_source_abstraction_ratio': 1.0, 'reclaimed_water_substitution_ratio': 0.6758970893017409, 'unmet_cooling_water_ml': 63.164583627937176}] | [{'capacity_mw': 500.0, 'total_withdrawal_ml': 14528.089159347, 'maximum_daily_withdrawal_ml': 29.64703182410205, 'unmet_cooling_water_ml': 0.0, 'system_reliability_fraction': 1.0, 'max_wtw_utilization': 0.8846530905812288, 'max_local_connection_ratio': 0.42352902605860077}, {'capacity_mw': 1000.0, 'total_withdrawal_ml': 29044.178318694, 'maximum_daily_withdrawal_ml': 47.29406364820411, 'unmet_cooling_water_ml': 0.0, 'system_reliability_fraction': 0.9999999999999999, 'max_wtw_utilization': 0.9547185163181041, 'max_local_connection_ratio': 0.6756294806886302}, {'capacity_mw': 1500.0, 'total_withdrawal_ml': 43560.267478041, 'maximum_daily_withdrawal_ml': 70.37655358317377, 'unmet_cooling_water_ml': 0.0, 'system_reliability_fraction': 1.0, 'max_wtw_utilization': 0.9799999999999999, 'max_local_connection_ratio': 1.0053793369024824}] | co | 2 | 1.0658e-14 | TRUE | 1382.1707 | TRUE | ['system_reliability_fraction', 'domestic_unmet_ml', 'unmet_cooling_water_ml', 'max_wwtw_utilization', 'reclaimed_water_substitution_ratio', 'peak_capacity_ratio'] | TRUE | diagnostic: 不失效约束需靠压力情景激活 | 1700 | 1450 | 1350 | TRUE | TRUE | TRUE | TRUE | 83.5338 | 16.7259 | 1.3193 | 1.3506 | 1.3918 | 97.4913 | 713.2721 | 10372.28 | 9729.4933 | 8753.858 | 16.7259 | 1.3193 | 1.3506 | 1.3918 | ['dry_first'] |  |  | FALSE | 退化组合(年取水 < 同域最大值的 5%)不参与量级校核 | TRUE | 0 | TRUE | 0 | 0 | 0 | 4.9738e-12 | 3.6948e-12 | 2.2453e-12 | 0 | 0 | 0 | TRUE | summer_withdrawal_ml (6-8月 AI 取水) | 7751.7423 | 7829.4331 | 1.0022 | max_source_abstraction_ratio | 0.85425 | 1 | 0.14575 | 0.070231 | TRUE | 3 | 0 | 0.45 | 0.027477 | 1.6419 | 仅校核再生水配置不变的行; 扩产能行可出现净节省 > 园区取水量 | TRUE | 4.4551e-12 | 63971.8723 | 120000 | 0.5331 | TRUE | 1 | 0.65142 | TRUE | 0 | 0.81581 | 11285.6162 | 0 | 7678569.1921 | 0.55 | 7608.5386 | 0.01998 | 6569989.2 |  |  | 0 | 0.063587 | 0.064939 | 0.015081 | 28.9935 | 28.9935 |  |  | 0.054291 | 0.049869 | -3819.3702 | 1382.1425 | 21.6479 | 0.058399 | 0.058399 | 2.1038 | 0.45 | 6225.168 | 2536.0904 | 0.18333 | 2.1056 | 22.1916 | 2690629560.4933 | 7687513029.9807 | 1.1102e-16 | 13833.7066 | 0 | 0.45 | 2536.0904 | 2.1056 | 1450 | 1500 | max_daily_average_grid_connection_ratio | [1450.0, 1500.0] | FALSE | 1700 | 1750 | mean_daily_average_grid_connection_ratio | 1350 | 1400 | hourly_max_daily_average_grid_connection_ratio | 1.0577 | 1450 | 1500 | max_daily_average_grid_connection_ratio | 1700 | 1750 | mean_daily_average_grid_connection_ratio | 1350 | 1400 | hourly_max_daily_average_grid_connection_ratio | 2000 |  |  | [{'constraint': 'max_daily_average_grid_connection_ratio', 'operator': '<=', 'target': 1.0, 'first_failed_capacity_mw': 1500.0, 'maximum_safe_capacity_mw': 1450.0, 'first_failure_margin': 0.027369980000000016, 'reentrant_feasibility': False}, {'constraint': 'max_local_connection_ratio', 'operator': '<=', 'target': 1.0, 'first_failed_capacity_mw': 1600.0, 'maximum_safe_capacity_mw': 1550.0, 'first_failure_margin': 0.014475174832483173, 'reentrant_feasibility': False}, {'constraint': 'max_wtw_utilization', 'operator': '<=', 'target': 0.95, 'first_failed_capacity_mw': 1600.0, 'maximum_safe_capacity_mw': 1550.0, 'first_failure_margin': 0.00034064420197643663, 'reentrant_feasibility': False}, {'constraint': 'max_source_abstraction_ratio', 'operator': '<=', 'target': 0.95, 'first_failed_capacity_mw': 1800.0, 'maximum_safe_capacity_mw': 1750.0, 'first_failure_margin': 0.005989028473282754, 'reentrant_feasibility': False}, {'constraint': 'domestic_unmet_ml', 'operator': '<=', 'target': 0.0, 'first_failed_capacity_mw': nan, 'maximum_safe_capacity_mw': 2000.0, 'first_failure_margin': nan, 'reentrant_feasibility': False}, {'constraint': 'max_wwtw_utilization', 'operator': '<=', 'target': 0.95, 'first_failed_capacity_mw': nan, 'maximum_safe_capacity_mw': 2000.0, 'first_failure_margin': nan, 'reentrant_feasibility': False}, {'constraint': 'peak_capacity_ratio', 'operator': '<=', 'target': 1.0, 'first_failed_capacity_mw': nan, 'maximum_safe_capacity_mw': 2000.0, 'first_failure_margin': nan, 'reentrant_feasibility': False}, {'constraint': 'reclaimed_water_substitution_ratio', 'operator': '>=', 'target': 0.4, 'first_failed_capacity_mw': nan, 'maximum_safe_capacity_mw': 2000.0, 'first_failure_margin': nan, 'reentrant_feasibility': False}, {'constraint': 'system_reliability_fraction', 'operator': '>=', 'target': 0.99, 'first_failed_capacity_mw': nan, 'maximum_safe_capacity_mw': 2000.0, 'first_failure_margin': nan, 'reentrant_feasibility': False}, {'constraint': 'unmet_cooling_water_ml', 'operator': '<=', 'target': 0.0, 'first_failed_capacity_mw': nan, 'maximum_safe_capacity_mw': 2000.0, 'first_failure_margin': nan, 'reentrant_feasibility': False}] | [{'intervention': 'baseline', 'maximum_safe_ai_capacity_mw': 1400.0, 'first_failed_capacity_mw': 1500.0, 'limiting_constraint': 'max_daily_average_grid_connection_ratio', 'capacity_gain_mw': 0.0}, {'intervention': 'wtw_plus_10pct', 'maximum_safe_ai_capacity_mw': 1400.0, 'first_failed_capacity_mw': 1500.0, 'limiting_constraint': 'max_daily_average_grid_connection_ratio', 'capacity_gain_mw': 0.0}, {'intervention': 'wtw_plus_20pct', 'maximum_safe_ai_capacity_mw': 1400.0, 'first_failed_capacity_mw': 1500.0, 'limiting_constraint': 'max_daily_average_grid_connection_ratio', 'capacity_gain_mw': 0.0}, {'intervention': 'reuse_plus_50pct', 'maximum_safe_ai_capacity_mw': 1400.0, 'first_failed_capacity_mw': 1500.0, 'limiting_constraint': 'max_daily_average_grid_connection_ratio', 'capacity_gain_mw': 0.0}, {'intervention': 'reuse_plus_100pct', 'maximum_safe_ai_capacity_mw': 1400.0, 'first_failed_capacity_mw': 1500.0, 'limiting_constraint': 'max_daily_average_grid_connection_ratio', 'capacity_gain_mw': 0.0}, {'intervention': 'wwtw_plus_20pct', 'maximum_safe_ai_capacity_mw': 1400.0, 'first_failed_capacity_mw': 1500.0, 'limiting_constraint': 'max_daily_average_grid_connection_ratio', 'capacity_gain_mw': 0.0}, {'intervention': 'local_connection_plus_50pct', 'maximum_safe_ai_capacity_mw': 1400.0, 'first_failed_capacity_mw': 1500.0, 'limiting_constraint': 'max_daily_average_grid_connection_ratio', 'capacity_gain_mw': 0.0}, {'intervention': 'grid_plus_50pct', 'maximum_safe_ai_capacity_mw': 1500.0, 'first_failed_capacity_mw': 1600.0, 'limiting_constraint': 'max_local_connection_ratio', 'capacity_gain_mw': 100.0}, {'intervention': 'leakage_minus_30pct', 'maximum_safe_ai_capacity_mw': 1400.0, 'first_failed_capacity_mw': 1500.0, 'limiting_constraint': 'max_daily_average_grid_connection_ratio', 'capacity_gain_mw': 0.0}, {'intervention': 'combined_upgrade', 'maximum_safe_ai_capacity_mw': 1400.0, 'first_failed_capacity_mw': 1500.0, 'limiting_constraint': 'max_daily_average_grid_connection_ratio', 'capacity_gain_mw': 0.0}] | [0, 100, 200, 300, 400, 500, 600, 700, 800, 900, 1000, 1100, 1200, 1300, 1400, 1500, 1600, 1700, 1800, 1900, 2000] | 1400 | [{'reuse_treatment_capacity_ml_day': 36.0, 'cawcc_mw': 1400.0, 'limiting_constraint': 'max_daily_average_grid_connection_ratio', 'marginal_gain_mw_per_ml_day': nan}, {'reuse_treatment_capacity_ml_day': 45.0, 'cawcc_mw': 1400.0, 'limiting_constraint': 'max_daily_average_grid_connection_ratio', 'marginal_gain_mw_per_ml_day': 0.0}, {'reuse_treatment_capacity_ml_day': 60.0, 'cawcc_mw': 1400.0, 'limiting_constraint': 'max_daily_average_grid_connection_ratio', 'marginal_gain_mw_per_ml_day': 0.0}, {'reuse_treatment_capacity_ml_day': 75.0, 'cawcc_mw': 1400.0, 'limiting_constraint': 'max_daily_average_grid_connection_ratio', 'marginal_gain_mw_per_ml_day': 0.0}, {'reuse_treatment_capacity_ml_day': 90.0, 'cawcc_mw': 1400.0, 'limiting_constraint': 'max_daily_average_grid_connection_ratio', 'marginal_gain_mw_per_ml_day': 0.0}, {'reuse_treatment_capacity_ml_day': 120.0, 'cawcc_mw': 1400.0, 'limiting_constraint': 'max_daily_average_grid_connection_ratio', 'marginal_gain_mw_per_ml_day': 0.0}, {'reuse_treatment_capacity_ml_day': 160.0, 'cawcc_mw': 1400.0, 'limiting_constraint': 'max_daily_average_grid_connection_ratio', 'marginal_gain_mw_per_ml_day': 0.0}] | [{'reclaimed_target_fraction': 0.0, 'achieved_coc': 5.0, 'quality_coc_fallback_days': 0, 'period_makeup_ml': 27643.41323140938, 'period_blowdown_ml': 5635.756376028647, 'period_evaporation_ml': 22565.591095209795, 'annual_makeup_ml': 13821.70661570469, 'annual_blowdown_ml': 2817.8781880143233, 'annual_evaporation_ml': 11282.795547604897, 'actual_reclaimed_fraction': 0.0, 'freshwater_withdrawal_ml': 27655.41323140938, 'reclaimed_water_use_ml': 0.0}, {'reclaimed_target_fraction': 0.2, 'achieved_coc': 5.0, 'quality_coc_fallback_days': 0, 'period_makeup_ml': 27643.41323140938, 'period_blowdown_ml': 5635.756376028647, 'period_evaporation_ml': 22565.591095209795, 'annual_makeup_ml': 13821.70661570469, 'annual_blowdown_ml': 2817.8781880143233, 'annual_evaporation_ml': 11282.795547604897, 'actual_reclaimed_fraction': 0.2, 'freshwater_withdrawal_ml': 22124.3305851275, 'reclaimed_water_use_ml': 5531.082646281877}, {'reclaimed_target_fraction': 0.4, 'achieved_coc': 5.0, 'quality_coc_fallback_days': 0, 'period_makeup_ml': 27643.41323140938, 'period_blowdown_ml': 5635.756376028647, 'period_evaporation_ml': 22565.591095209795, 'annual_makeup_ml': 13821.70661570469, 'annual_blowdown_ml': 2817.8781880143233, 'annual_evaporation_ml': 11282.795547604897, 'actual_reclaimed_fraction': 0.4, 'freshwater_withdrawal_ml': 16593.247938845627, 'reclaimed_water_use_ml': 11062.165292563754}, {'reclaimed_target_fraction': 0.6, 'achieved_coc': 4.761904761904761, 'quality_coc_fallback_days': 0, 'period_makeup_ml': 27964.76581523075, 'period_blowdown_ml': 5992.735457943058, 'period_evaporation_ml': 22565.591095209795, 'annual_makeup_ml': 13982.382907615374, 'annual_blowdown_ml': 2996.367728971529, 'annual_evaporation_ml': 11282.795547604897, 'actual_reclaimed_fraction': 0.5999999999999999, 'freshwater_withdrawal_ml': 11190.7063260923, 'reclaimed_water_use_ml': 16786.05948913845}, {'reclaimed_target_fraction': 0.8, 'achieved_coc': 3.956834532374101, 'quality_coc_fallback_days': 0, 'period_makeup_ml': 29434.699775289584, 'period_blowdown_ml': 7625.632474972479, 'period_evaporation_ml': 22565.591095209795, 'annual_makeup_ml': 14717.349887644792, 'annual_blowdown_ml': 3812.8162374862395, 'annual_evaporation_ml': 11282.795547604897, 'actual_reclaimed_fraction': 0.7646515742533753, 'freshwater_withdrawal_ml': 7016.881983887301, 'reclaimed_water_use_ml': 22429.81779140228}, {'reclaimed_target_fraction': 1.0, 'achieved_coc': 3.384615384615384, 'quality_coc_fallback_days': 0, 'period_makeup_ml': 31082.922499536195, 'period_blowdown_ml': 9456.584097938372, 'period_evaporation_ml': 22565.591095209795, 'annual_makeup_ml': 15541.461249768097, 'annual_blowdown_ml': 4728.292048969186, 'annual_evaporation_ml': 11282.795547604897, 'actual_reclaimed_fraction': 0.7413014132334462, 'freshwater_withdrawal_ml': 8166.395819955578, 'reclaimed_water_use_ml': 22928.526679580616}] | [{'central_reuse_fraction': 0.15, 'estimated_production_ml_day': 29.579323029041095, 'reuse_treatment_capacity_ml_day': 37.0, 'cawcc_mw': 1400.0, 'limiting_constraint': 'max_daily_average_grid_connection_ratio', 'marginal_gain_mw_per_ml_day': nan}, {'central_reuse_fraction': 0.25, 'estimated_production_ml_day': 49.29887171506849, 'reuse_treatment_capacity_ml_day': 61.6, 'cawcc_mw': 1400.0, 'limiting_constraint': 'max_daily_average_grid_connection_ratio', 'marginal_gain_mw_per_ml_day': 0.0}, {'central_reuse_fraction': 0.35, 'estimated_production_ml_day': 69.01842040109588, 'reuse_treatment_capacity_ml_day': 86.3, 'cawcc_mw': 1400.0, 'limiting_constraint': 'max_daily_average_grid_connection_ratio', 'marginal_gain_mw_per_ml_day': 0.0}, {'central_reuse_fraction': 0.45, 'estimated_production_ml_day': 88.73796908712329, 'reuse_treatment_capacity_ml_day': 110.9, 'cawcc_mw': 1400.0, 'limiting_constraint': 'max_daily_average_grid_connection_ratio', 'marginal_gain_mw_per_ml_day': 0.0}, {'central_reuse_fraction': 0.6, 'estimated_production_ml_day': 118.31729211616438, 'reuse_treatment_capacity_ml_day': 147.9, 'cawcc_mw': 1400.0, 'limiting_constraint': 'max_daily_average_grid_connection_ratio', 'marginal_gain_mw_per_ml_day': 0.0}] | [{'capacity_mw': 500.0, 'reuse_treatment_capacity_ml_day': 36.0, 'baseline_city_abstraction_ml': 183730.5094916384, 'city_abstraction_ml': 199583.50699792532, 'city_abstraction_increase_ml': 15852.99750628692, 'conveyance_efficiency': 0.8486576128799999, 'ai_withdrawal_ml': 13833.706615704692, 'ai_reclaimed_ml': 6225.167977067111, 'gross_substitution_ratio': 0.44999999999999996, 'net_freshwater_saving_ml': 379.9395950266444, 'net_substitution_ratio': 0.02746477177673543, 'tag': nan}, {'capacity_mw': 1000.0, 'reuse_treatment_capacity_ml_day': 36.0, 'baseline_city_abstraction_ml': 183730.5094916384, 'city_abstraction_ml': 215422.3645261836, 'city_abstraction_increase_ml': 31691.85503454521, 'conveyance_efficiency': 0.8486576128799999, 'ai_withdrawal_ml': 27655.41323140938, 'ai_reclaimed_ml': 12444.935954134222, 'gross_substitution_ratio': 0.45, 'net_freshwater_saving_ml': 759.8791900532378, 'net_substitution_ratio': 0.0274766890552267, 'tag': nan}, {'capacity_mw': 1500.0, 'reuse_treatment_capacity_ml_day': 36.0, 'baseline_city_abstraction_ml': 183730.5094916384, 'city_abstraction_ml': 231261.22205444187, 'city_abstraction_increase_ml': 47530.71256280347, 'conveyance_efficiency': 0.8486576128799999, 'ai_withdrawal_ml': 41477.11984711407, 'ai_reclaimed_ml': 18664.70393120133, 'gross_substitution_ratio': 0.44999999999999996, 'net_freshwater_saving_ml': 1139.8187850798568, 'net_substitution_ratio': 0.027480663779965043, 'tag': nan}, {'capacity_mw': 1000.0, 'reuse_treatment_capacity_ml_day': 36.0, 'baseline_city_abstraction_ml': 183730.5094916384, 'city_abstraction_ml': 215422.3645261836, 'city_abstraction_increase_ml': 31691.85503454521, 'conveyance_efficiency': 0.8486576128799999, 'ai_withdrawal_ml': 27655.41323140938, 'ai_reclaimed_ml': 12444.935954134222, 'gross_substitution_ratio': 0.45, 'net_freshwater_saving_ml': 759.8791900532378, 'net_substitution_ratio': 0.0274766890552267, 'tag': 'reuse_capacity_x1'}, {'capacity_mw': 1000.0, 'reuse_treatment_capacity_ml_day': 54.0, 'baseline_city_abstraction_ml': 183730.5094916384, 'city_abstraction_ml': 202269.8420878974, 'city_abstraction_increase_ml': 18539.332596259017, 'conveyance_efficiency': 0.8486576128799999, 'ai_withdrawal_ml': 27655.41323140938, 'ai_reclaimed_ml': 12444.935954134222, 'gross_substitution_ratio': 0.45, 'net_freshwater_saving_ml': 11921.867485879833, 'net_substitution_ratio': 0.4310862175922825, 'tag': 'reuse_capacity_x1.5'}, {'capacity_mw': 1000.0, 'reuse_treatment_capacity_ml_day': 72.0, 'baseline_city_abstraction_ml': 183730.5094916384, 'city_abstraction_ml': 189117.3196496112, 'city_abstraction_increase_ml': 5386.810157972795, 'conveyance_efficiency': 0.8486576128799999, 'ai_withdrawal_ml': 27655.41323140938, 'ai_reclaimed_ml': 12444.935954134222, 'gross_substitution_ratio': 0.45, 'net_freshwater_saving_ml': 23083.855781706454, 'net_substitution_ratio': 0.8346957461293393, 'tag': 'reuse_capacity_x2'}, {'capacity_mw': 1000.0, 'reuse_treatment_capacity_ml_day': 108.0, 'baseline_city_abstraction_ml': 183730.5094916384, 'city_abstraction_ml': 162812.27477303878, 'city_abstraction_increase_ml': -20918.23471859962, 'conveyance_efficiency': 0.8486576128799999, 'ai_withdrawal_ml': 27655.41323140938, 'ai_reclaimed_ml': 12444.935954134222, 'gross_substitution_ratio': 0.45, 'net_freshwater_saving_ml': 45407.83237335967, 'net_substitution_ratio': 1.6419148032034518, 'tag': 'reuse_capacity_x3'}] | [{'technology': 'dry', 'site_wue_l_kwh_it': 0.0, 'process_wue_l_kwh_it': 0.0, 'wue_l_kwh': 0.0, 'mean_pue': 1.297556684931507, 'mean_wet_fraction': 0.0, 'period_withdrawal_ml': 0.0, 'annual_withdrawal_ml': 0.0, 'annual_consumption_ml': 0.0, 'daily_peak_factor': nan, 'facility_energy_mwh': 12855960.660780001, 'cawcc_mw': nan, 'limiting_constraint': 'reclaimed_water_substitution_ratio'}, {'technology': 'dry_first', 'site_wue_l_kwh_it': 0.019785185768112397, 'process_wue_l_kwh_it': 0.018567527754306225, 'wue_l_kwh': 0.019785185768112397, 'mean_pue': 1.2794710410958905, 'mean_wet_fraction': 0.006600003748282305, 'period_withdrawal_ml': 194.98268522473825, 'annual_withdrawal_ml': 97.49134261236912, 'annual_consumption_ml': 76.58975836168688, 'daily_peak_factor': 83.53377617266679, 'facility_energy_mwh': 12667179.156660002, 'cawcc_mw': 1000.0, 'limiting_constraint': 'max_daily_average_grid_connection_ratio'}, {'technology': 'efficient_evaporative', 'site_wue_l_kwh_it': 1.9745325748861062, 'process_wue_l_kwh_it': 1.9733149168723, 'wue_l_kwh': 1.9745325748861062, 'mean_pue': 1.1226070547945204, 'mean_wet_fraction': 1.0, 'period_withdrawal_ml': 19458.986538074867, 'annual_withdrawal_ml': 9729.493269037433, 'annual_consumption_ml': 8139.786548573218, 'daily_peak_factor': 1.3505679190394655, 'facility_energy_mwh': 11076459.06015, 'cawcc_mw': 1500.0, 'limiting_constraint': 'max_daily_average_grid_connection_ratio'}, {'technology': 'evaporative', 'site_wue_l_kwh_it': 2.1049816361501303, 'process_wue_l_kwh_it': 2.103763978136324, 'wue_l_kwh': 2.1049816361501303, 'mean_pue': 1.1671284657534247, 'mean_wet_fraction': 1.0, 'period_withdrawal_ml': 20744.559923557033, 'annual_withdrawal_ml': 10372.279961778517, 'annual_consumption_ml': 8464.212184868848, 'daily_peak_factor': 1.3192784614288722, 'facility_energy_mwh': 11517853.788180001, 'cawcc_mw': 1000.0, 'limiting_constraint': 'max_daily_average_grid_connection_ratio'}, {'technology': 'hybrid', 'site_wue_l_kwh_it': 0.1447535888708935, 'process_wue_l_kwh_it': 0.14353593085708735, 'wue_l_kwh': 0.1447535888708935, 'mean_pue': 1.2197355205479454, 'mean_wet_fraction': 0.05675583617932617, 'period_withdrawal_ml': 1426.544273314516, 'annual_withdrawal_ml': 713.272136657258, 'annual_consumption_ml': 577.497565103914, 'daily_peak_factor': 16.725931509854302, 'facility_energy_mwh': 12049480.18233, 'cawcc_mw': 1000.0, 'limiting_constraint': 'max_daily_average_grid_connection_ratio'}, {'technology': 'liquid_to_air', 'site_wue_l_kwh_it': 0.0, 'process_wue_l_kwh_it': 0.0, 'wue_l_kwh': 0.0, 'mean_pue': 1.2232997534246575, 'mean_wet_fraction': 0.0, 'period_withdrawal_ml': 0.0, 'annual_withdrawal_ml': 0.0, 'annual_consumption_ml': 0.0, 'daily_peak_factor': nan, 'facility_energy_mwh': 12092516.472420001, 'cawcc_mw': nan, 'limiting_constraint': 'reclaimed_water_substitution_ratio'}, {'technology': 'liquid_to_water', 'site_wue_l_kwh_it': 1.7765342213747823, 'process_wue_l_kwh_it': 1.7753165633609762, 'wue_l_kwh': 1.7765342213747823, 'mean_pue': 1.1216498767123286, 'mean_wet_fraction': 1.0, 'period_withdrawal_ml': 17507.715971794096, 'annual_withdrawal_ml': 8753.857985897048, 'annual_consumption_ml': 7323.057135152674, 'daily_peak_factor': 1.3917713692060059, 'facility_energy_mwh': 11072299.97421, 'cawcc_mw': 1500.0, 'limiting_constraint': 'max_daily_average_grid_connection_ratio'}] | [{'policy': 'policy_a', 'capacity_mw': 1000.0, 'domestic_unmet_ml': 0.0, 'domestic_unmet_residual_kpi': 0.0, 'system_reliability_fraction': 1.0, 'unmet_cooling_water_ml': 0.0, 'ai_withdrawal_ml': 27655.41323140938}, {'policy': 'policy_a', 'capacity_mw': 1500.0, 'domestic_unmet_ml': 0.0, 'domestic_unmet_residual_kpi': 0.0, 'system_reliability_fraction': 1.0, 'unmet_cooling_water_ml': 0.0, 'ai_withdrawal_ml': 41477.11984711407}, {'policy': 'policy_a', 'capacity_mw': 2000.0, 'domestic_unmet_ml': 0.0, 'domestic_unmet_residual_kpi': 0.0, 'system_reliability_fraction': 1.0, 'unmet_cooling_water_ml': 0.0, 'ai_withdrawal_ml': 55298.82646281875}, {'policy': 'policy_b', 'capacity_mw': 1000.0, 'domestic_unmet_ml': 4.973799150320701e-12, 'domestic_unmet_residual_kpi': 0.0, 'system_reliability_fraction': 1.0, 'unmet_cooling_water_ml': 0.0, 'ai_withdrawal_ml': 27655.41323140938}, {'policy': 'policy_b', 'capacity_mw': 1500.0, 'domestic_unmet_ml': 3.694822225952521e-12, 'domestic_unmet_residual_kpi': 0.0, 'system_reliability_fraction': 1.0, 'unmet_cooling_water_ml': 0.0, 'ai_withdrawal_ml': 41477.11984711407}, {'policy': 'policy_b', 'capacity_mw': 2000.0, 'domestic_unmet_ml': 2.2453150450019166e-12, 'domestic_unmet_residual_kpi': 0.0, 'system_reliability_fraction': 1.0, 'unmet_cooling_water_ml': 0.0, 'ai_withdrawal_ml': 55298.82646281876}, {'policy': 'policy_c', 'capacity_mw': 1000.0, 'domestic_unmet_ml': 0.0, 'domestic_unmet_residual_kpi': 0.0, 'system_reliability_fraction': 1.0, 'unmet_cooling_water_ml': 0.0, 'ai_withdrawal_ml': 27655.41323140938}, {'policy': 'policy_c', 'capacity_mw': 1500.0, 'domestic_unmet_ml': 0.0, 'domestic_unmet_residual_kpi': 0.0, 'system_reliability_fraction': 0.9999999999999999, 'unmet_cooling_water_ml': 0.0, 'ai_withdrawal_ml': 41477.11984711407}, {'policy': 'policy_c', 'capacity_mw': 2000.0, 'domestic_unmet_ml': 0.0, 'domestic_unmet_residual_kpi': 0.0, 'system_reliability_fraction': 1.0, 'unmet_cooling_water_ml': 0.0, 'ai_withdrawal_ml': 55298.82646281876}] | [{'state': 'S0', 'pressure': 'G0', 'summer_withdrawal_ml': 7751.742299238751, 'total_withdrawal_ml': 27655.41323140938, 'freshwater_withdrawal_ml': 15210.477277275158, 'reclaimed_water_use_ml': 12444.935954134222, 'system_reliability_fraction': 1.0, 'domestic_unmet_ml': 0.0, 'max_wtw_utilization': 0.8724134544138674, 'max_reuse_utilization': 1.0, 'max_source_abstraction_ratio': 0.8542494142374499, 'reclaimed_water_substitution_ratio': 0.45, 'unmet_cooling_water_ml': 0.0}, {'state': 'S0', 'pressure': 'G1', 'summer_withdrawal_ml': 7829.433123133414, 'total_withdrawal_ml': 27733.104055304044, 'freshwater_withdrawal_ml': 15253.207230417222, 'reclaimed_water_use_ml': 12479.896824886819, 'system_reliability_fraction': 1.0, 'domestic_unmet_ml': 0.0, 'max_wtw_utilization': 0.890637504328196, 'max_reuse_utilization': 1.0, 'max_source_abstraction_ratio': 0.8720940312428224, 'reclaimed_water_substitution_ratio': 0.44999999999999996, 'unmet_cooling_water_ml': 0.0}, {'state': 'S0', 'pressure': 'G2', 'summer_withdrawal_ml': 7771.165005212417, 'total_withdrawal_ml': 27674.835937383046, 'freshwater_withdrawal_ml': 15221.159765560675, 'reclaimed_water_use_ml': 12453.676171822372, 'system_reliability_fraction': 1.0, 'domestic_unmet_ml': 0.0, 'max_wtw_utilization': 0.8680736842105263, 'max_reuse_utilization': 1.0, 'max_source_abstraction_ratio': 1.0, 'reclaimed_water_substitution_ratio': 0.45, 'unmet_cooling_water_ml': 0.0}, {'state': 'S0', 'pressure': 'G3', 'summer_withdrawal_ml': 7825.70821647914, 'total_withdrawal_ml': 27733.104055304044, 'freshwater_withdrawal_ml': 15106.05916734396, 'reclaimed_water_use_ml': 12627.04488796008, 'system_reliability_fraction': 0.9816691222651871, 'domestic_unmet_ml': 2596.099388277273, 'max_wtw_utilization': 0.8680736842105263, 'max_reuse_utilization': 1.0, 'max_source_abstraction_ratio': 1.0, 'reclaimed_water_substitution_ratio': 0.4553058634467972, 'unmet_cooling_water_ml': 0.0}, {'state': 'S1', 'pressure': 'G0', 'summer_withdrawal_ml': 7747.1410066551625, 'total_withdrawal_ml': 27655.41323140938, 'freshwater_withdrawal_ml': 14847.567794625968, 'reclaimed_water_use_ml': 12807.845436783413, 'system_reliability_fraction': 0.9556575560014843, 'domestic_unmet_ml': 5532.402062322975, 'max_wtw_utilization': 0.9800000000000001, 'max_reuse_utilization': 1.0, 'max_source_abstraction_ratio': 0.7065175660477295, 'reclaimed_water_substitution_ratio': 0.4631225478213799, 'unmet_cooling_water_ml': 0.0}, {'state': 'S1', 'pressure': 'G1', 'summer_withdrawal_ml': 7823.547770783449, 'total_withdrawal_ml': 27733.104055304044, 'freshwater_withdrawal_ml': 14836.093071491785, 'reclaimed_water_use_ml': 12897.010983812255, 'system_reliability_fraction': 0.9493072989186349, 'domestic_unmet_ml': 6347.588442728891, 'max_wtw_utilization': 0.9800000000000001, 'max_reuse_utilization': 1.0, 'max_source_abstraction_ratio': 0.7241316837527314, 'reclaimed_water_substitution_ratio': 0.46504029834142063, 'unmet_cooling_water_ml': 0.0}, {'state': 'S1', 'pressure': 'G2', 'summer_withdrawal_ml': 7766.2419132034265, 'total_withdrawal_ml': 27674.835937383046, 'freshwater_withdrawal_ml': 14844.662421019266, 'reclaimed_water_use_ml': 12830.173516363779, 'system_reliability_fraction': 0.9540611884737871, 'domestic_unmet_ml': 5736.742084890044, 'max_wtw_utilization': 0.9800000000000001, 'max_reuse_utilization': 1.0, 'max_source_abstraction_ratio': 0.8363808580325361, 'reclaimed_water_substitution_ratio': 0.4636043207408083, 'unmet_cooling_water_ml': 0.0}, {'state': 'S1', 'pressure': 'G3', 'summer_withdrawal_ml': 7825.171443468708, 'total_withdrawal_ml': 27731.66098691253, 'freshwater_withdrawal_ml': 14173.073175132384, 'reclaimed_water_use_ml': 13558.587811780151, 'system_reliability_fraction': 0.8725953792327638, 'domestic_unmet_ml': 18024.166675335917, 'max_wtw_utilization': 0.9800000000000001, 'max_reuse_utilization': 1.0, 'max_source_abstraction_ratio': 0.9543750648178918, 'reclaimed_water_substitution_ratio': 0.48892086983822886, 'unmet_cooling_water_ml': 0.0}, {'state': 'S2', 'pressure': 'G0', 'summer_withdrawal_ml': 7748.811387526522, 'total_withdrawal_ml': 27653.873409989275, 'freshwater_withdrawal_ml': 14142.808362316084, 'reclaimed_water_use_ml': 13511.065047673188, 'system_reliability_fraction': 0.8733480529119781, 'domestic_unmet_ml': 15901.781692598113, 'max_wtw_utilization': 0.6638210526315789, 'max_reuse_utilization': 1.0, 'max_source_abstraction_ratio': 1.0, 'reclaimed_water_substitution_ratio': 0.48857767038134525, 'unmet_cooling_water_ml': 0.0}, {'state': 'S2', 'pressure': 'G1', 'summer_withdrawal_ml': 7825.185137440113, 'total_withdrawal_ml': 27731.564233883935, 'freshwater_withdrawal_ml': 14130.127717448855, 'reclaimed_water_use_ml': 13601.436516435078, 'system_reliability_fraction': 0.8675779691524731, 'domestic_unmet_ml': 16693.098813404846, 'max_wtw_utilization': 0.6638210526315789, 'max_reuse_utilization': 1.0, 'max_source_abstraction_ratio': 1.0, 'reclaimed_water_substitution_ratio': 0.49046769961198594, 'unmet_cooling_water_ml': 0.0}, {'state': 'S2', 'pressure': 'G2', 'summer_withdrawal_ml': 7765.298361725787, 'total_withdrawal_ml': 27669.574091535247, 'freshwater_withdrawal_ml': 13516.757106825935, 'reclaimed_water_use_ml': 14152.816984709312, 'system_reliability_fraction': 0.7276110985191839, 'domestic_unmet_ml': 33993.4513795108, 'max_wtw_utilization': 0.5642478947368421, 'max_reuse_utilization': 1.0, 'max_source_abstraction_ratio': 1.0, 'reclaimed_water_substitution_ratio': 0.5114938501723806, 'unmet_cooling_water_ml': 0.0}, {'state': 'S2', 'pressure': 'G3', 'summer_withdrawal_ml': 7820.164805122569, 'total_withdrawal_ml': 27725.703564907235, 'freshwater_withdrawal_ml': 13166.253000634744, 'reclaimed_water_use_ml': 14559.450564272489, 'system_reliability_fraction': 0.6514239842967063, 'domestic_unmet_ml': 48628.862640547966, 'max_wtw_utilization': 0.5642478947368421, 'max_reuse_utilization': 1.0, 'max_source_abstraction_ratio': 1.0, 'reclaimed_water_substitution_ratio': 0.5251246566273097, 'unmet_cooling_water_ml': 0.0}, {'state': 'S3', 'pressure': 'G0', 'summer_withdrawal_ml': 7751.742299238751, 'total_withdrawal_ml': 27655.41323140938, 'freshwater_withdrawal_ml': 15210.477277275158, 'reclaimed_water_use_ml': 12444.935954134222, 'system_reliability_fraction': 1.0, 'domestic_unmet_ml': 0.0, 'max_wtw_utilization': 0.7586203951424935, 'max_reuse_utilization': 1.0, 'max_source_abstraction_ratio': 0.7428255775977827, 'reclaimed_water_substitution_ratio': 0.45, 'unmet_cooling_water_ml': 0.0}, {'state': 'S3', 'pressure': 'G1', 'summer_withdrawal_ml': 7829.433123133414, 'total_withdrawal_ml': 27733.104055304044, 'freshwater_withdrawal_ml': 15253.207230417222, 'reclaimed_water_use_ml': 12479.896824886819, 'system_reliability_fraction': 1.0, 'domestic_unmet_ml': 0.0, 'max_wtw_utilization': 0.7744673950679966, 'max_reuse_utilization': 1.0, 'max_source_abstraction_ratio': 0.7583426358633238, 'reclaimed_water_substitution_ratio': 0.44999999999999996, 'unmet_cooling_water_ml': 0.0}, {'state': 'S3', 'pressure': 'G2', 'summer_withdrawal_ml': 7771.165005212417, 'total_withdrawal_ml': 27674.835937383046, 'freshwater_withdrawal_ml': 15221.159765560675, 'reclaimed_water_use_ml': 12453.676171822372, 'system_reliability_fraction': 1.0, 'domestic_unmet_ml': 0.0, 'max_wtw_utilization': 0.7625821451238692, 'max_reuse_utilization': 1.0, 'max_source_abstraction_ratio': 0.8784762848990212, 'reclaimed_water_substitution_ratio': 0.45, 'unmet_cooling_water_ml': 0.0}, {'state': 'S3', 'pressure': 'G3', 'summer_withdrawal_ml': 7829.433123133414, 'total_withdrawal_ml': 27733.104055304044, 'freshwater_withdrawal_ml': 15253.207230417222, 'reclaimed_water_use_ml': 12479.896824886819, 'system_reliability_fraction': 0.9999999999999999, 'domestic_unmet_ml': 0.0, 'max_wtw_utilization': 0.8537184292115712, 'max_reuse_utilization': 1.0, 'max_source_abstraction_ratio': 0.9834630916014803, 'reclaimed_water_substitution_ratio': 0.44999999999999996, 'unmet_cooling_water_ml': 0.0}] | [{'capacity_mw': 500.0, 'total_withdrawal_ml': 13838.821928416699, 'maximum_daily_withdrawal_ml': 28.99347132325969, 'unmet_cooling_water_ml': 0.0, 'system_reliability_fraction': 1.0, 'max_wtw_utilization': 0.8364321528048214, 'max_local_connection_ratio': 0.41419244747513845}, {'capacity_mw': 1000.0, 'total_withdrawal_ml': 27665.64385683339, 'maximum_daily_withdrawal_ml': 45.98694264651938, 'unmet_cooling_water_ml': 0.0, 'system_reliability_fraction': 1.0, 'max_wtw_utilization': 0.9023507635277328, 'max_local_connection_ratio': 0.6569563235217054}, {'capacity_mw': 1500.0, 'total_withdrawal_ml': 41492.46578525009, 'maximum_daily_withdrawal_ml': 67.55146335715887, 'unmet_cooling_water_ml': 0.0, 'system_reliability_fraction': 1.0, 'max_wtw_utilization': 0.9682693742506442, 'max_local_connection_ratio': 0.9650209051022696}]